## PGC_Facility_List_EXCEL
Public Utility Commission of Texas - Information Services Division - Power Generation - Facilities
Track No | Company Name | Primary IDNo | Primary IDType | Facility Name | Generation Type | County | Service Area Co | Control Area | Gen Capacity (MW) | RECDate | Non Ren Fuels | Self Generator
PG170035 | 1 SOLAR HOLDINGS LLC | 20444 | PGC | 1 SOLAR HOLDINGS - BAPS | Solar | Dallas | ONCOR ELECTRIC DELIVERY COMPANY | ERCOT | 0.15 | 2/7/2019 |  | FALSE
PG170035 | 1 SOLAR HOLDINGS LLC | 20444 | PGC | 1 SOLAR HOLDINGS - COMMERCE | Solar | Delta | FARMERS ELECTRIC COOPERATIVE INC | ERCOT | 0.83 | 8/31/2017 |  | FALSE
PG170035 | 1 SOLAR HOLDINGS LLC | 20444 | PGC | 1 SOLAR HOLDINGS - SS2 | Solar | Hopkins | FARMERS ELECTRIC COOPERATIVE INC | ERCOT | 0.99 |  |  | FALSE
PG170035 | 1 SOLAR HOLDINGS LLC | 20444 | PGC | 1 SOLAR HOLDINGS - SULPHUR SPRINGS | Solar | Hopkins | FARMERS ELECTRIC COOPERATIVE INC | ERCOT | 0.96 | 2/15/2019 |  | FALSE
PG230026 | 224WB 8ME LLC | 20737 | PGC | 224WB 8ME LLC | Solar | Concho | LCRA TRANSMISSION SERVICES CORPORATION | ERCOT | 110.00 | 9/1/2023 |  | FALSE
PG210005 | 225DD 8ME LLC | 20597 | PGC | 225DD 8me L LC | Solar | Concho | LCRA TRANSMISSION SERVICES CORPORATION | ERCOT | 250.00 | 4/22/2021 |  | FALSE
PG190052 | 226HC 8ME LLC | 20533 | PGC | HOLSTEIN SOLAR | Solar | Nolan | ONCOR ELECTRIC DELIVERY COMPANY | ERCOT | 200.00 | 1/6/2020 |  | FALSE
PG200004 | 2W PERMIAN SOLAR LLC | 20529 | PGC | 2W PERMAIN SOLAR LLC - BATTERY STORAGE | Other | Andrews | ONCOR ELECTRIC DELIVERY COMPANY | ERCOT | 40.00 |  |  | FALSE
PG200004 | 2W PERMIAN SOLAR LLC | 20529 | PGC | 2W PERMIAN SOLAR LLC | Solar | Andrews | ONCOR ELECTRIC DELIVERY COMPANY | ERCOT | 420.00 | 10/30/2020 |  | FALSE
PG230073 | 7V SOLAR RANCH LLC | 20779 | PGC | 7V SOLAR RANCH (7RNCHSLR) | Solar | Fayette | LCRA TRANSMISSION SERVICES CORPORATION | ERCOT | 240.63 |  |  | FALSE
PG240057 | ABLES SPRINGS SOLAR LLC | 20844 | PGC | ABLES SPRINGS SOLAR | Solar | Kaufman | ONCOR ELECTRIC DELIVERY COMPANY | ERCOT | 150.00 | 12/6/2024 |  | FALSE
PG240058 | ABLES SPRINGS STORAGE LLC | 20843 | PGC | ABLES SPRING STORAGE | Solar | Kaufman | ONCOR ELECTRIC DELIVERY COMPANY | ERCOT | 100.00 |  |  | FALSE
PG230020 | AE-Telview ESS LLC | 20734 | PGC | AE-Telview ESS | Other | Fort Bend | CENTERPOINT ENERGY HOUSTON ELECTRIC LLC | ERCOT | 9.96 |  | BESS | FALSE
PG080086 | AEOLUS WIND LLC | 20108 | PGC | Aeolus North Texas | Wind | Hansford | SOUTHWESTERN PUBLIC SERVICE COMPANY | SPP | 3.00 |  |  | FALSE
PG080028 | AES DEEPWATER INC | 20029 | PGC | AES Deepwater G1 | Other | Harris | CENTERPOINT ENERGY HOUSTON ELECTRIC LLC | ERCOT | 138.00 |  | FOSSIL FUEL PETROLEUM COKE ONLY | FALSE
PG080028 | AES DEEPWATER INC | 20029 | PGC | AES DEEPWATER PS1 | Other | Harris | CENTERPOINT ENERGY HOUSTON ELECTRIC LLC | ERCOT | 1.00 |  | BATTERY STORAGE UNIT | FALSE
PG080026 | AIR LIQUIDE LARGE INDUSTRIES US LP (PGC) | 20027 | PGC | Air Liquide - Bayport | Other | Harris | CENTERPOINT ENERGY HOUSTON ELECTRIC LLC | ERCOT | 300.00 |  |  | FALSE
PG080026 | AIR LIQUIDE LARGE INDUSTRIES US LP (PGC) | 20027 | PGC | Air Liquide - Port Neches | Other | Jefferson | ENTERGY TEXAS INC | SERC | 34.00 |  |  | FALSE
PG220016 | AIR PRODUCTS INDUSTRIAL GAS LLC | 70092 | SG | GULF COAST AMMONIA PLACE | Other | Galveston | TEXAS-NEW MEXICO POWER COMPANY | ERCOT | 64.00 |  | fossil fuels | FALSE
PG080151 | AIRTRICITY LAMESA WIND FARM LLC | 20181 | PGC | Airtricity Lamesa Wind Farm, LLC | Wind | Dawson | ONCOR ELECTRIC DELIVERY COMPANY | ERCOT | 147.00 |  |  | FALSE
PG240026 | AL PASTOR BESS LLC | 20814 | PGC | AL PASTOR BESS LLC | Other | Dawson | ONCOR ELECTRIC DELIVERY COMPANY | ERCOT | 103.10 |  | ENERGY STORAGE | FALSE
PG150012 | ALAMO 6 LLC | 20358 | PGC | WEST TEXAS SOLAR | Solar | Pecos | LCRA TRANSMISSION SERVICES CORPORATION | ERCOT | 116.00 | 6/5/2015 |  | FALSE
PG180004 | ALEXIS SOLAR LLC | 20461 | PGC | ALEXIS SOLAR, LLC | Solar | Brooks | AEP TEXAS CENTRAL | ERCOT | 10.00 | 2/13/2018 |  | FALSE
PG190021 | ALIGNED DATA CENTERS (DFW) PROCO LLC | 70081 | SG | ALIGNED DATA CENTER | Other | Collin | ONCOR ELECTRIC DELIVERY COMPANY | ERCOT | 12.50 |  |  | FALSE
PG220058 | ALWEST POWER LLC | 20710 | PGC | ALWEST POWER | Other | Anderson | ONCOR ELECTRIC DELIVERY COMPANY | ERCOT | 200.00 |  | ENERGY STORAGE | FALSE
PG200003 | AMADEUS WIND LLC | 20532 | PGC | AMADEUS WIND LLC | Wind | Kent | ELECTRIC TRANSMISSION TEXAS LLC | ERCOT | 250.12 | 12/1/2020 |  | FALSE
PG120020 | ANACACHO WIND FARM LLC | 20291 | PGC | ANACACHO WIND FARM LLC | Wind | Kinney | LCRA TRANSMISSION SERVICES CORPORATION | ERCOT | 99.80 | 9/25/2012 |  | FALSE
PG240019 | ANEMOI ENERGY STORAGE LLC | 20798 | PGC | ANEMOI ENERGY STORAGE LLC | Other | Hidalgo | AEP TEXAS CENTRAL | ERCOT | 200.00 |  | BESS | FALSE
PG240003 | ANGELO SOLAR LLC | 20785 | PGC | ANGELO SOLAR LLC | Solar | Tom Green | LCRA TRANSMISSION SERVICES CORPORATION | ERCOT | 212.40 | 3/20/2024 | see 56193 POI is 195 MW | FALSE
PG230077 | ANGELO STORAGE LLC | 20782 | PGC | ANGELO STORAGE LLC | Other | Tom Green | LCRA TRANSMISSION SERVICES CORPORATION | ERCOT | 100.00 |  | ENERGY STORAGE | FALSE
PG250013 | ANOLE ENERGY STORAGE LLC | 20907 | PGC | ANOLE ENERGY STORAGE LLC | Other | Dallas | ONCOR ELECTRIC DELIVERY COMPANY | ERCOT | 240.00 |  | ENERGY STORAGE | FALSE
PG200023 | ANSON SOLAR CENTER LLC | 20553 | PGC | ANSON SOLAR CENTER LLC | Solar | Jones | LONE STAR TRANSMISSION LLC | ERCOT | 200.00 | 9/3/2020 |  | FALSE
PG210052 | AP SOLAR 2 LLC | 20639 | PGC | Fighting Jays Solar Project Plant | Solar | Fort Bend | CENTERPOINT ENERGY HOUSTON ELECTRIC LLC | ERCOT | 351.28 | 10/6/2021 |  | FALSE
PG210002 | AP SUNRAY LLC | 20589 | PGC | AP SUNRAY LLC | Solar | Uvalde | AEP TEXAS CENTRAL | ERCOT | 200.00 | 3/22/2024 |  | FALSE
PG080149 | APERION ENERGY TEXAS LLP | 20179 | PGC | Hunter Ranch East | Other | Denton | ONCOR ELECTRIC DELIVERY COMPANY | ERCOT | 150.00 |  |  | FALSE
PG080149 | APERION ENERGY TEXAS LLP | 20179 | PGC | Hunter Ranch West | Other | Denton | ONCOR ELECTRIC DELIVERY COMPANY | ERCOT | 350.00 |  |  | FALSE
PG080149 | APERION ENERGY TEXAS LLP | 20179 | PGC | SH 114 Weset | Other | Denton | BRAZOS ELECTRIC POWER COOPERATIVE INC | ERCOT | 150.00 |  |  | FALSE
PG220054 | APPALOOSA RUN WIND LLC | 20704 | PGC | APPALOOSA RUN WIND LLC | Wind | Upton | AEP TEXAS NORTH | ERCOT | 171.80 |  |  | FALSE
PG250011 | ASH CREEK SOLAR LLC |  |  | ASH CREEK SOLAR LLC | Solar | Hill | LONE STAR TRANSMISSION LLC | ERCOT | 408.85 | 2/19/2025 |  | FALSE
PG100016 | ASPEN POWER LLC | 20264 | PGC | LUFKIN GENERATING PLANT | Other | Angelina | ONCOR | ERCOT | 47.00 | 12/20/2010 |  | FALSE
PG160028 | ASTRA WIND LLC | 20411 | PGC | ASTRA WIND LLC | Wind | Deaf Smith | Oncor Electric Delivery Company NTU LLC | ERCOT | 163.20 |  |  | FALSE
PG080182 | AVANGRID TEXAS RENEWABLES LLC | 20213 | PGC | BAFFIN WIND | Wind | Kenedy | ELECTRIC TRANSMISSION TEXAS LLC | ERCOT | 202.00 | 3/13/2015 |  | FALSE
PG080182 | AVANGRID TEXAS RENEWABLES LLC | 20213 | PGC | BARTON CHAPEL WIND | Wind | Jack | ONCOR ELECTRIC DELIVERY COMPANY | ERCOT | 120.00 | 4/27/2009 |  | FALSE
PG080182 | AVANGRID TEXAS RENEWABLES LLC | 20213 | PGC | PENASCAL II WIND POWER | Wind | Kenedy | AEP TEXAS CENTRAL | ERCOT | 201.60 | 5/28/2010 |  | FALSE
PG080182 | AVANGRID TEXAS RENEWABLES LLC | 20213 | PGC | Penascal Wind Power | Wind | Kenedy | AEP TEXAS CENTRAL | ERCOT | 201.60 | 4/27/2009 |  | FALSE
PG200020 | AVIATOR WIND LLC | 20551 | PGC | AVIATOR WIND LLC | Wind | Coke | LCRA TRANSMISSION SERVICES CORPORATION | ERCOT | 525.00 | 5/28/2020 |  | FALSE
PG250024 | AZALEA SPRINGS SOLAR PARK LLC | 20886 | PGC | Azalea Springs Solar Park | Solar | Angelina | ONCOR ELECTRIC DELIVERY COMPANY | ERCOT | 180.00 | 2/19/2025 |  | FALSE
PG200040 | AZURE SKY SOLAR PROJECT LLC | 20573 | PGC | AZURE SKY SOLAR PROJECT LLC | Solar | Throckmorton | ELECTRIC TRANSMISSION TEXAS LLC | ERCOT | 228.40 | 6/22/2021 |  | FALSE
PG210003 | AZURE SKY WIND PROJECT LLC | 20591 | PGC | AZURE SKY WIND PROJECT LLC | Wind | Throckmorton | ONCOR ELECTRIC DELIVERY COMPANY | ERCOT | 350.00 | 11/22/2021 |  | FALSE
PG200045 | AZURE SKY WIND STORAGE LLC | 20576 | PGC | AZURE SKY WIND STORAGE LLC | Other | Throckmorton | ONCOR ELECTRIC DELIVERY COMPANY | ERCOT | 120.00 |  | STORAGE FACILITY | FALSE
PG240007 | BACCHARIS STORAGE LLC | 20788 | PGC | BACCHARIS STORAGE LLC | Other | Brazoria | CENTERPOINT ENERGY HOUSTON ELECTRIC LLC | ERCOT | 5.00 |  | BESS | FALSE
PG140002 | BARILLA SOLAR LLC | 20316 | PGC | BARILLA SOLAR | Solar | Pecos | AEP TEXAS CENTRAL | ERCOT | 30.00 | 2/12/2014 |  | FALSE
PG080069 | BASTROP ENERGY PARTNERS LP | 20078 | PGC | Bastrop Energy Center | Other | Bastrop | LCRA TRANSMISSION SERVICES CORPORATION | ERCOT | 536.00 |  |  | FALSE
PG170038 | BEARKAT WIND ENERGY I LLC | 20477 | PGC | BEARKAT WIND ENERGY I LLC | Wind | Glasscock | WIND ENERGY TRANSMISSION TEXAS LLC | ERCOT | 196.65 |  |  | FALSE
PG240001 | BEN MILAM SOLAR 1 LLC | 20787 | PGC | Orion 1 | Solar | Milam | ONCOR ELECTRIC DELIVERY COMPANY | ERCOT | 200.00 | 1/4/2024 |  | FALSE
PG240014 | BEN MILAM SOLAR 2 LLC | 20796 | PGC | ORION 2 | Solar | Milam | ONCOR ELECTRIC DELIVERY COMPANY | ERCOT | 250.00 | 4/8/2024 |  | FALSE
PG240004 | BEN MILAM SOLAR 3 LLC | 20786 | PGC | Orion 3 | Solar | Milam | ONCOR ELECTRIC DELIVERY COMPANY | ERCOT | 250.00 | 1/5/2024 |  | FALSE
PG230054 | BERNARD CREEK SOLAR LLC | 20767 | PGC | BERNARD CREEK SOLAR LLC | Solar | Wharton | CENTERPOINT ENERGY HOUSTON ELECTRIC LLC | ERCOT | 230.00 | 10/20/2023 |  | FALSE
PG230039 | BESSP1 LLC | 20755 | PGC | BESSP1 Solar | Solar | Lubbock | SOUTH PLAINS ELECTRIC COOPERATIVE INC | SPP | 4.38 |  |  | FALSE
PG160012 | BETHEL WIND FARM LLC | 20397 | PGC | Bethel Wind Farm LLC | Wind | Castro | SOUTHWESTERN PUBLIC SERVICE COMPANY | SPP | 109.66 |  |  | FALSE
PG160002 | BHE PEARL SOLAR LLC | 20388 | PGC | OCI SOLAR TRE | Solar | Pecos | LCRA TRANSMISSION SERVICES CORPORATION | ERCOT | 50.00 | 3/10/2016 |  | FALSE
PG080035 | BHER POWER RESOURCES INC | 20036 | PGC | BHER POWER RESOURCES INC | Other | Howard | ONCOR ELECTRIC DELIVERY COMPANY | ERCOT | 229.00 |  |  | FALSE
PG240005 | BIG ELM SOLAR LLC | 20784 | PGC | BIG ELM SOLAR LLC | Solar | Bell | ONCOR ELECTRIC DELIVERY COMPANY | ERCOT | 200.00 | 3/18/2024 |  | FALSE
PG250038 | BIG SAMPSON WIND PROJECT LLC | 20918 | PGC | BIG SAMPSON WIND PROJECT LLC | Wind | Crockett | LCRA TRANSMISSION SERVICES CORPORATION | ERCOT | 265.00 |  |  | FALSE
PG210061 | BIG STAR SOLAR LLC | 20649 | PGC | BIG STAR SOLAR LLC | Solar | Bastrop | AUSTIN ENERGY | ERCOT | 200.00 | 10/4/2022 |  | FALSE
PG210061 | BIG STAR SOLAR LLC | 20649 | PGC | BIG STAR SOLAR LLC | Other | Bastrop | AUSTIN ENERGY | ERCOT | 80.00 |  | BATTERGY STORAGE | FALSE
PG200022 | BIG SUN SA1 LLC | 20552 | PGC | AUSTIN HIGHWAY | Solar | Bexar | CPS ENERGY | ERCOT | 0.39 | 7/13/2020 |  | FALSE
PG200022 | BIG SUN SA1 LLC | 20552 | PGC | CUISINE | Solar | Bexar | CPS ENERGY | ERCOT | 0.69 | 9/20/2021 |  | FALSE
PG200022 | BIG SUN SA1 LLC | 20552 | PGC | FARION | Solar | Bexar | CPS ENERGY | ERCOT | 0.45 | 9/25/2020 |  | FALSE
PG200022 | BIG SUN SA1 LLC | 20552 | PGC | GLOBAL WINDCREST | Solar | Bexar | CPS ENERGY | ERCOT | 0.21 | 9/10/2020 |  | FALSE
PG200022 | BIG SUN SA1 LLC | 20552 | PGC | GMC WEST A | Solar | Bexar | CPS ENERGY | ERCOT | 0.55 | 9/20/2021 |  | FALSE
PG200022 | BIG SUN SA1 LLC | 20552 | PGC | GMC WEST B | Solar | Bexar | CPS ENERGY | ERCOT | 0.26 | 9/20/2021 |  | FALSE
PG200022 | BIG SUN SA1 LLC | 20552 | PGC | IHO3 | Solar | Bexar | CPS ENERGY | ERCOT | 0.23 | 7/2/2020 |  | FALSE
PG200022 | BIG SUN SA1 LLC | 20552 | PGC | INWOOD VILLAGE | Solar | Bexar | CPS ENERGY | ERCOT | 0.19 |  |  | FALSE
PG200022 | BIG SUN SA1 LLC | 20552 | PGC | NEW LAREDO | Solar | Bexar | CPS ENERGY | ERCOT | 0.43 | 9/20/2021 |  | FALSE
PG200022 | BIG SUN SA1 LLC | 20552 | PGC | RIDGEWOOD | Solar | Bexar | CPS ENERGY | ERCOT | 0.08 | 7/8/2020 |  | FALSE
PG200022 | BIG SUN SA1 LLC | 20552 | PGC | RUSH A | Solar | Bexar | CPS ENERGY | ERCOT | 0.34 | 7/22/2020 |  | FALSE
PG200022 | BIG SUN SA1 LLC | 20552 | PGC | RUSH B | Solar | Bexar | CPS ENERGY | ERCOT | 0.66 | 7/22/2020 |  | FALSE
PG200022 | BIG SUN SA1 LLC | 20552 | PGC | WALKER RANCH | Solar | Bexar | CPS ENERGY | ERCOT | 0.30 | 9/20/2021 |  | FALSE
PG080068 | BIO ENERGY (AUSTIN) LLC | 20077 | PGC | BFI Tessman Road Landfill Gas Power Station | Biomass | Bexar | CPS ENERGY | ERCOT | 5.20 |  |  | FALSE
PG080111 | BIO ENERGY (TEXAS) LLC | 20140 | PGC | Covel Gardens Landfill Gas Power Station | Methane Gas | Bexar | AEP TEXAS CENTRAL | ERCOT | 9.60 |  |  | FALSE
PG080145 | BIOFUELS POWER CORPORATION | 20174 | PGC | Oakridge North Birdseye Electric Generating Turbine | Biomass | Montgomery | CENTERPOINT ENERGY HOUSTON ELECTRIC LLC | ERCOT | 7.80 | 6/6/2007 |  | FALSE
PG240064 | BKV-BPP PONDER SOLAR LLC | 20824 | PGC | BKV-BPP Ponder Solar,LLC | Solar | Denton | DENTON COUNTY ELECTRIC COOPERATIVE INC | ERCOT | 2.50 | 3/5/2025 |  | FALSE
PG210063 | BLACKJACK CREEK WIND FARM LLC | 20650 | PGC | BLACKJACK CREEK WIND FARM LLC | Wind | Bee | AEP TEXAS CENTRAL | ERCOT | 240.00 | 3/9/2022 |  | FALSE
PG240083 | BLEVINS SOLAR LLC | 20863 | PGC | BLEVINS SOLAR | Solar | Falls | ONCOR ELECTRIC DELIVERY COMPANY | ERCOT | 270.80 |  |  | FALSE
PG240098 | BLEVINS STORAGE LLC | 20872 | PGC | BLVNS_BESS1 | Other | Falls | ONCOR ELECTRIC DELIVERY COMPANY | ERCOT | 181.30 |  | energy/battery storage | FALSE
PG180033 | BLUE CLOUD WIND ENERGY LLC | 20482 | PGC | BLUE CKOUD WIND ENERGY LLC | Wind | Bailey | SOUTHWESTERN PUBLIC SERVICE COMPANY | SPP | 148.35 | 12/4/2018 |  | FALSE
PG210027 | BLUE JAY SOLAR I LLC | 20620 | PGC | BLUE JAY SOLAR I LLC | Solar | Grimes | BRAZOS ELECTRIC POWER COOPERATIVE INC | ERCOT | 210.00 | 12/3/2021 | 189 MW REC 12/3/2021 | FALSE
PG210027 | BLUE JAY SOLAR I LLC | 20620 | PGC | BLUE JAY SOLAR I LLC BESS | Solar | Grimes | BRAZOS ELECTRIC POWER COOPERATIVE INC | ERCOT | 51.63 |  |  | FALSE
PG120009 | BLUE SUMMIT I WIND LLC | 20284 | PGC | BLUE SUMMIT I WIND LLC | Wind | Wilbarger | AEP TEXAS NORTH | ERCOT | 139.80 | 4/19/2024 | 9/14/20120 FOR 135.4 1/24/2023 REPURPOSED TO 139.8 NEED REC UPDATE REC updated 4/19/2024 | FALSE
PG180021 | BLUE SUMMIT II WIND LLC | 20474 | PGC | BLUE SUMMIT II WIND, LLC | Wind | Wilbarger | ELECTRIC TRANSMISSION TEXAS LLC | ERCOT | 99.40 | 7/24/2018 |  | FALSE
PG190039 | BLUE SUMMIT III WIND LLC | 20518 | PGC | BLUE SUMMIT III WIND, LLC | Wind | Wilbarger | ELECTRIC TRANSMISSION TEXAS LLC | ERCOT | 200.20 | 12/4/2019 |  | FALSE
PG170012 | BLUE SUMMIT STORAGE LLC | 20422 | PGC | BLUE SUMMIT STORAGE LLC | Other | Wilbarger | AEP TEXAS NORTH | ERCOT | 30.00 |  | BATTERY SYSTEM | FALSE
PG200033 | BLUEBELL SOLAR II LLC | 20565 | PGC | BLUEBELL SOLAR II LLC | Solar | Sterling | LCRA TRANSMISSION SERVICES CORPORATION | ERCOT | 115.00 | 10/19/2020 |  | FALSE
PG180012 | BLUEBELL SOLAR LLC | 20465 | PGC | BLUEBELL SOLAR LLC | Solar | Sterling | LCRA TRANSMISSION SERVICES CORPORATION | ERCOT | 30.00 | 3/9/2018 |  | FALSE
PG160014 | BLUEJAY NEST LLC | 20400 | PGC | RABBIT HILL ENERGY STORAGE PROJECT | Other | Travis | LCRA TRANSMISSION SERVICES CORPORATION | ERCOT | 9.90 |  |  | FALSE
PG210032 | BMP WIND LLC | 20624 | PGC | Baird North Facility | Wind | Callahan | LONE STAR TRANSMISSION LLC | ERCOT | 340.00 | 6/24/2021 | Facility address: 3544 CR 110, Baird. TX 79504 | FALSE
PG160019 | BNB LAMESA SOLAR LLC | 20404 | PGC | BNB LAMESA SOLAR | Solar | Dawson | ONCOR ELECTRIC DELIVERY COMPANY | ERCOT | 102.00 | 8/3/2016 |  | FALSE
PG120018 | BOBCAT BLUFF WIND PROJECT LLC | 20295 | PGC | BOBCAT BLUFF WIND PROJECT | Wind | Archer | ONCOR ELECTRIC DELIVERY COMPANY | ERCOT | 162.00 | 7/24/2019 |  | FALSE
PG240009 | BORDEN COUNTY BATTERY ENERGY STORAGE LLC | 20791 | PGC | BORDEN COUNTY BATTERY ENERGY STORAGE | Other | Borden | WIND ENERGY TRANSMISSION TEXAS LLC | ERCOT | 150.00 |  | BESS | FALSE
PG120006 | BORGER ENERGY ASSOCIATES LLC | 20282 | PGC | BLACKHAWK STATION | Other | Hutchinson | SOUTHWESTERN PUBLIC SERVICE COMPANY | SPP | 223.00 |  |  | FALSE
PG180002 | BOVINE SOLAR LLC | 20455 | PGC | BOVINE SOLAR LLC | Solar | Austin | CENTERPOINT ENERGY HOUSTON ELECTRIC LLC | ERCOT | 10.00 |  |  | FALSE
PG090015 | BP CHEMICALS INC | 20101 | PGC | Texas City Chemicals Facilities | Other | Galveston | TEXAS-NEW MEXICO POWER COMPANY | ERCOT | 42.00 |  |  | FALSE
PG220063 | BPL CROWN SOLAR LLC | 20715 | PGC | CROWN SOLAR | Solar | Falls | ONCOR ELECTRIC DELIVERY COMPANY | ERCOT | 103.10 | 2/7/2023 |  | FALSE
PG220065 | BPL FILES SOLAR LLC | 20713 | PGC | BPL FILES SOLAR | Solar | Hill | ONCOR ELECTRIC DELIVERY COMPANY | ERCOT | 148.70 | 3/20/2023 |  | FALSE
PG220064 | BPL SOL SOLAR LLC | 20714 | PGC | Golinda Solar | Solar | Falls | ONCOR ELECTRIC DELIVERY COMPANY | ERCOT | 103.10 | 2/24/2023 |  | FALSE
PG240031 | BRACKETTVILLE I LLC | 20829 | PGC | BRACKETTVILLE I | Solar | Kinney | RIO GRANDE ELECTRIC COOPERATIVE INC | ERCOT | 1.00 | 9/11/2024 | 0.996 | FALSE
PG240032 | BRACKETTVILLE II LLC | 20808 | PGC | BRACKETTVILLE II | Solar | Kinney | RIO GRANDE ELECTRIC COOPERATIVE INC | ERCOT | 1.00 |  |  | FALSE
PG240033 | BRACKETTVILLE III LLC | 20835 | PGC | BRACKETTVILLE III | Solar | Kinney | RIO GRANDE ELECTRIC COOPERATIVE INC | ERCOT | 1.00 | 9/19/2024 | 0.996 MW | FALSE
PG210008 | BRAES BAYOU GENERATING LLC | 20600 | PGC | BRAES BAYOU GENERATING | Other | Fort Bend | CENTERPOINT ENERGY HOUSTON ELECTRIC LLC | ERCOT | 356.00 |  | natural gas | FALSE
PG230018 | BRAES BAYOU II LLC | 20733 | PGC | BRAES BAYOU II | Other | Fort Bend | CENTERPOINT ENERGY HOUSTON ELECTRIC LLC | ERCOT | 89.20 |  | NATURAL GAS | FALSE
PG220041 | BRAZORIA COUNTY SOLAR PROJECT LLC | 20691 | PGC | BRAZORIA COUNTY SOLAR PROJECT LLC | Solar | Brazoria | CENTERPOINT ENERGY HOUSTON ELECTRIC LLC | ERCOT | 200.00 | 10/12/2022 |  | FALSE
PG220018 | BRAZORIA WEST SOLAR PROJECT LLC | 20670 | PGC | BRAZORIA WEST SOLAR PROJECT LLC | Solar | Brazoria | CENTERPOINT ENERGY HOUSTON ELECTRIC LLC | ERCOT | 200.00 | 3/25/2022 |  | FALSE
PG240008 | BRAZOS BEND BESS LLC | 20790 | PGC | BRAZOS BEND BESS LLC | Other | Fort Bend | CENTERPOINT ENERGY HOUSTON ELECTRIC LLC | ERCOT | 100.00 |  | Energy Storage | FALSE
PG080085 | BRAZOS WIND VENTURES LLC | 20106 | PGC | BRAZOS WIND VENTURES LLC | Wind | Borden | ONCOR ELECTRIC DELIVERY COMPANY | ERCOT | 182.40 | 11/25/2003 | Borden and Scurry Counties | FALSE
PG210014 | BRIAR CREEK SOLAR 1 LLC | 20602 | PGC | VISION_UNIT1 | Solar | Navarro | ONCOR ELECTRIC DELIVERY COMPANY | ERCOT | 153.50 | 8/26/2021 |  | FALSE
PG230066 | BRIGHT ARROW SOLAR LLC | 20762 | PGC | BRIGHT ARROW SOLAR | Solar | Hopkins | ONCOR ELECTRIC DELIVERY COMPANY | ERCOT | 300.00 | 11/15/2023 |  | FALSE
PG230066 | BRIGHT ARROW SOLAR LLC | 20762 | PGC | BRIGHT ARROW SOLAR | Other | Hopkins | ONCOR ELECTRIC DELIVERY COMPANY | ERCOT | 100.00 |  | BESS | FALSE
PG220010 | BRIGHTSIDE SOLAR LLC | 20665 | PGC | BRIGHTSIDE SOLAR LLC | Solar | Bee | AEP TEXAS NORTH | ERCOT | 50.00 | 4/13/2022 |  | FALSE
PG140031 | BRISCOE WIND FARM LLC | 20341 | PGC | BRISCOE WIND FARM LLC | Wind | Briscoe | Oncor Electric Delivery Company NTU LLC | ERCOT | 149.85 | 12/17/2014 |  | FALSE
PG190017 | BRISKET WIND (8) LLC | 20503 | PGC | EXELON WIND 8, LLC | Wind | Moore | SOUTHWESTERN PUBLIC SERVICE COMPANY | SPP | 10.00 |  |  | FALSE
PG180003 | BRONSON SOLAR LLC | 20456 | PGC | BRONSON SOLAR LLC | Solar | Fort Bend | CENTERPOINT ENERGY HOUSTON ELECTRIC LLC | ERCOT | 10.00 |  |  | FALSE
PG220048 | BROTMAN GENERATING LLC | 20697 | PGC | BROTMAN GENERATING | Other | Brazoria | CENTERPOINT ENERGY HOUSTON ELECTRIC LLC | ERCOT | 267.00 |  | NATURAL GAS | FALSE
PG220049 | BROTMAN II LLC | 20700 | PGC | BROTMAN Il | Other | Brazoria | CENTERPOINT ENERGY HOUSTON ELECTRIC LLC | ERCOT | 89.00 |  | NATURAL GAS | FALSE
PG230069 | BRP INTERMEDIATECO I LLC | 20776 | PGC | Bat Cave Energy Storage LLC | Other | Mason | LCRA TRANSMISSION SERVICES CORPORATION | ERCOT | 100.00 |  | BESS | FALSE
PG230069 | BRP INTERMEDIATECO I LLC | 20776 | PGC | BRP Dickinson BESS LLC | Other | Galveston | TEXAS-NEW MEXICO POWER COMPANY | ERCOT | 9.95 |  | BESS | FALSE
PG230069 | BRP INTERMEDIATECO I LLC | 20776 | PGC | BRP LOOP 463 BESS LLC | Other | Victoria | SOUTHWEST TEXAS ELECTRIC COOPERATIVE INC | ERCOT | 9.95 |  | BESS | FALSE
PG230069 | BRP INTERMEDIATECO I LLC | 20776 | PGC | BRP LOPENO BESS LLC | Other | Zapata | SOUTHWEST TEXAS ELECTRIC COOPERATIVE INC | ERCOT | 9.95 |  | BESS | FALSE
PG230069 | BRP INTERMEDIATECO I LLC | 20776 | PGC | BRP Pueblo I BESS LLC | Other | Maverick | AEP TEXAS CENTRAL | ERCOT | 9.95 |  | BESS | FALSE
PG230069 | BRP INTERMEDIATECO I LLC | 20776 | PGC | BRP Pueblo II BESS LLC | Other | Maverick | AEP TEXAS CENTRAL | ERCOT | 9.95 |  | BESS | FALSE
PG230069 | BRP INTERMEDIATECO I LLC | 20776 | PGC | BRP RANCHTOWN BESS LLC | Other | Bexar | CPS ENERGY | ERCOT | 9.95 |  | BESS | FALSE
PG230069 | BRP INTERMEDIATECO I LLC | 20776 | PGC | BRP Sweeny BESS LLC | Other | Brazoria | TEXAS-NEW MEXICO POWER COMPANY | ERCOT | 9.95 |  | BESS | FALSE
PG230069 | BRP INTERMEDIATECO I LLC | 20776 | PGC | BRP ZAPATA I BESS LLC | Other | Zavala | AEP TEXAS CENTRAL | ERCOT | 9.95 |  | BESS | FALSE
PG230069 | BRP INTERMEDIATECO I LLC | 20776 | PGC | BRP ZAPATA II BESS LLC | Other | Zavala | AEP TEXAS CENTRAL | ERCOT | 9.95 |  | BESS | FALSE
PG230069 | BRP INTERMEDIATECO I LLC | 20776 | PGC | North Fork Energy Storage, LLC | Other | Williamson | PEDERNALES ELECTRIC COOPERATIVE INC | ERCOT | 100.00 |  | BESS | FALSE
PG170022 | BRUENNING'S BREEZE WIND FARM LLC | 20432 | PGC | BRUENNING'S BREEZE WIND FARM LLC | Wind | Willacy | AEP TEXAS CENTRAL | ERCOT | 228.00 |  |  | FALSE
PG240034 | BRUNDAGE I LLC | 20806 | PGC | BRUNDAGE I | Solar | Kinney | RIO GRANDE ELECTRIC COOPERATIVE INC | ERCOT | 1.00 | 9/10/2024 | 0.996 MW | FALSE
PG240035 | BRUNDAGE II LLC | 20812 | PGC | BRUNDAGE II | Solar | Kinney | RIO GRANDE ELECTRIC COOPERATIVE INC | ERCOT | 1.00 | 9/10/2024 | 0.996 MW | FALSE
PG120019 | BRYAN SOLAR LLC | 20292 | PGC | FRV BRYAN SOLAR LLC | Solar | Presidio | AEP TEXAS NORTH | ERCOT | 9.99 | 10/9/2012 |  | FALSE
PG200050 | BT CONIGLIO SOLAR LLC | 20588 | PGC | BT CONIGLIO SOLAR LLC | Solar | Fannin | ONCOR ELECTRIC DELIVERY COMPANY | ERCOT | 123.60 | 11/12/2020 |  | FALSE
PG240090 | BT CONNOLLY STORAGE LLC | 20875 | PGC | BT Connolly Storage LLC | Other | Wise | ONCOR ELECTRIC DELIVERY COMPANY | ERCOT | 125.00 |  | battery energy storage system facility | FALSE
PG200051 | BT COOKE SOLAR LLC | 20590 | PGC | BT COOKE SOLAR LLC | Solar | Cooke | ONCOR ELECTRIC DELIVERY COMPANY | ERCOT | 59.00 | 11/13/2020 |  | FALSE
PG230010 | BT CUNNINGHAM STORAGE LLC | 20728 | PGC | BT CUNNINGHAM STORAGE LLC | Other | Hunt | RAYBURN COUNTRY ELECTRIC COOPERATIVE INC | ERCOT | 190.00 |  | BATTERY STORAGE | FALSE
PG240089 | BT JUNGMANN SOLAR LLC | 20864 | PGC | BT JUNGMANN SOLAR LLC | Solar | Milam | ONCOR ELECTRIC DELIVERY COMPANY | ERCOT | 40.00 | 1/14/2025 |  | FALSE
PG210001 | BT KELLAM SOLAR LLC | 20585 | PGC | BT KELLAM SOLAR LLC | Solar | Van Zandt | RAYBURN COUNTRY ELECTRIC COOPERATIVE INC | ERCOT | 59.00 | 11/18/2020 |  | FALSE
PG210045 | BT NOBLE SOLAR LLC | 20632 | PGC | NOBLE SOLAR | Solar | Denton | ONCOR ELECTRIC DELIVERY COMPANY | ERCOT | 279.00 | 3/25/2022 | 275 MW | FALSE
PG210045 | BT NOBLE SOLAR LLC | 20632 | PGC | NOBLE STORAGE | Other | Denton | ONCOR ELECTRIC DELIVERY COMPANY | ERCOT | 127.00 |  |  | FALSE
PG210018 | BT SIGNAL RANCH LLC | 20610 | PGC | SIGNAL RANCH | Solar | Hunt | RAYBURN COUNTRY ELECTRIC COOPERATIVE INC | ERCOT | 50.00 | 10/21/2024 |  | FALSE
PG160009 | BUCKTHORN WESTEX LLC | 20392 | PGC | BUCKTHORN WESTEX LLC | Solar | Pecos | AEP TEXAS NORTH | ERCOT | 154.00 | 9/19/2017 |  | FALSE
PG170015 | BUCKTHORN WIND PROJECT LLC | 20425 | PGC | BUCKTHORN_UNIT1 | Wind | Erath | BRAZOS ELECTRIC POWER COOPERATIVE INC | ERCOT | 50.40 | 6/7/2017 |  | FALSE
PG170015 | BUCKTHORN WIND PROJECT LLC | 20425 | PGC | BUCKTHORN_UNIT2 | Wind | Erath | BRAZOS ELECTRIC POWER COOPERATIVE INC | ERCOT | 62.30 | 6/7/2017 |  | FALSE
PG080133 | BUFFALO GAP WIND FARM 2 LLC | 20163 | PGC | Buffalo Gap Wind Farm 2, LLC | Wind | Nolan | AEP TEXAS NORTH | ERCOT | 232.50 |  |  | FALSE
PG080161 | BUFFALO GAP WIND FARM 3 LLC | 20192 | PGC | Buffalo Gap Wind Farm 3, LLC | Wind | Nolan | AEP TEXAS NORTH | ERCOT | 170.20 |  |  | FALSE
PG080103 | BUFFALO GAP WIND FARM LLC | 20130 | PGC | Buffalo Gap Wind Farm, LLC | Wind | Nolan | AEP TEXAS NORTH | ERCOT | 120.60 |  |  | FALSE
PG080222 | BULL CREEK WIND LLC | 20228 | PGC | Bull Creek Wind, LLC | Wind | Borden | LYNTEGAR ELECTRIC COOPERATIVE INC | ERCOT | 180.00 | 9/24/2008 |  | FALSE
PG250014 | BURKSOL LLC | 20905 | PGC | BURKSOL LLC | Other | Dickens | WIND ENERGY TRANSMISSION TEXAS LLC | ERCOT | 100.00 |  | ENERGY STORAGE | FALSE
PG220043 | BYRD RANCH STORAGE LLC | 20693 | PGC | BYRD RANCH STORAGE | Other | Brazoria | TEXAS-NEW MEXICO POWER COMPANY | ERCOT | 50.60 |  | Electric storage facility | FALSE
PG080094 | CALLAHAN WIND DIVIDE LLC | 20120 | PGC | Callahan Wind Divide LLC | Wind | Taylor | AEP TEXAS NORTH | ERCOT | 123.10 | 6/21/2017 |  | FALSE
PG230063 | CALLISTO I ENERGY CENTER LLC | 20775 | PGC | CALLISTO I ENERGY CENTER LLC | Other | Harris | CENTERPOINT ENERGY HOUSTON ELECTRIC LLC | ERCOT | 200.00 |  | BATTERY STORAGE | FALSE
PG080009 | CALPINE CORPORATION | 20008 | PGC | Baytown Energy Center LLC | Other | Harris | CENTERPOINT ENERGY HOUSTON ELECTRIC LLC | ERCOT | 590.00 |  |  | FALSE
PG080009 | CALPINE CORPORATION | 20008 | PGC | Calpine Hidalgo Energy Center, L.P. | Other | Hidalgo | AEP TEXAS CENTRAL | ERCOT | 456.00 |  |  | FALSE
PG080009 | CALPINE CORPORATION | 20008 | PGC | Channel Energy Center, LLC | Other | Harris | CENTERPOINT ENERGY HOUSTON ELECTRIC LLC | ERCOT | 467.00 |  |  | FALSE
PG080009 | CALPINE CORPORATION | 20008 | PGC | Corpus Christi Cogeneration, LLC | Other | Nueces | AEP TEXAS CENTRAL | ERCOT | 406.00 |  |  | FALSE
PG080009 | CALPINE CORPORATION | 20008 | PGC | DEER PARK ENERGY CENTER LLC | Other | Harris | CENTERPOINT ENERGY HOUSTON ELECTRIC LLC | ERCOT | 1,021.00 |  |  | FALSE
PG080009 | CALPINE CORPORATION | 20008 | PGC | Freestone Power Generation, LLC | Other | Freestone | ONCOR ELECTRIC DELIVERY COMPANY | ERCOT | 953.00 |  |  | FALSE
PG080009 | CALPINE CORPORATION | 20008 | PGC | GUADALUPE POWER PARTNERS LP | Other | Guadalupe | GUADALUPE VALLEY ELECTRIC COOPERATIVE INC | ERCOT | 1,050.00 |  |  | FALSE
PG080009 | CALPINE CORPORATION | 20008 | PGC | JACK A. FUSCO ENERGY CENTER LLC | Other | Fort Bend | CENTERPOINT ENERGY HOUSTON ELECTRIC LLC | ERCOT | 593.00 |  |  | FALSE
PG080009 | CALPINE CORPORATION | 20008 | PGC | MAGIC VALLEY GENERATING STATION | Other | Hidalgo | AEP TEXAS NORTH | ERCOT | 668.00 |  |  | FALSE
PG080009 | CALPINE CORPORATION | 20008 | PGC | Pasadena Cogeneration, L.P. | Other | Harris | CENTERPOINT ENERGY HOUSTON ELECTRIC LLC | ERCOT | 664.00 |  |  | FALSE
PG080009 | CALPINE CORPORATION | 20008 | PGC | Texas City Cogeneration, LLC | Other | Galveston | CENTERPOINT ENERGY HOUSTON ELECTRIC LLC | ERCOT | 410.00 |  |  | FALSE
PG080009 | CALPINE CORPORATION | 20008 | PGC | Thad Hill Energy Center, LLC | Other | Unknown | TEXAS-NEW MEXICO POWER COMPANY | ERCOT | 802.00 |  |  | FALSE
PG130016 | CAMERON WIND I LLC | 20313 | PGC | CAMERON WIND I LLC | Wind | Cameron | SOUTHWEST TEXAS ELECTRIC COOPERATIVE INC | ERCOT | 181.40 |  |  | FALSE
PG190036 | CANADIAN BREAKS LLC | 20519 | PGC | CANADIAN BREAKS LLC | Wind | Deaf Smith | ONCOR ELECTRIC DELIVERY COMPANY | ERCOT | 210.10 | 7/29/2019 |  | FALSE
PG230060 | CANYON WIND ENERGY LLC | 20772 | PGC | CANYON WIND ENERGY LLC | Wind | Scurry | ONCOR ELECTRIC DELIVERY COMPANY | ERCOT | 308.80 | 11/2/2023 |  | FALSE
PG080179 | CAP RIDGE WIND IV LLC | 20210 | PGC | Capricorn Ridge Wind II, LLC | Wind | Sterling | LCRA TRANSMISSION SERVICES CORPORATION | ERCOT | 121.50 | 4/7/2008 |  | FALSE
PG080175 | CAP RIDGE WIND I, LLC | 20206 | PGC | Cap Ridge Wind I | Wind | Sterling | LCRA TRANSMISSION SERVICES CORPORATION | ERCOT | 231.70 | 9/21/2017 |  | FALSE
PG170039 | CAP RIDGE WIND II LLC | 20448 | PGC | CAP RIDGE WIND II, LLC | Wind | Sterling | LCRA TRANSMISSION SERVICES CORPORATION | ERCOT | 149.50 |  |  | FALSE
PG170040 | CAP RIDGE WIND III, LLC | 20449 | PGC | CAP RIDGE WIND III, LLC | Wind | Sterling | LCRA TRANSMISSION SERVICES CORPORATION | ERCOT | 200.90 | 7/24/2019 |  | FALSE
PG240044 | CAROL RENEWABLE ENERGY LLC | 20822 | PGC | CAROL RENEWABLE ENERGY LLC | Wind | Potter | ONCOR ELECTRIC DELIVERY COMPANY | ERCOT | 167.80 |  |  | FALSE
PG180005 | CASCADE SOLAR LLC | 20459 | PGC | CASCADE SOLAR, LLC | Solar | Wharton | CENTERPOINT ENERGY HOUSTON ELECTRIC LLC | ERCOT | 10.00 |  |  | FALSE
PG230019 | CASTLE GAP WIND POWER LLC | 20735 | PGC | CASTLE GAP WIND | Wind | Mills | ONCOR ELECTRIC DELIVERY COMPANY | ERCOT | 196.80 | 4/19/2023 |  | FALSE
PG240100 | CATALYZE DALLAS 7750 DYNASTY DRIVE MICROGRID LLC | 70106 | SG | TX - Dallas 7750 Dynasty Drive | Solar | Dallas | ONCOR ELECTRIC DELIVERY COMPANY | ERCOT | 2.30 |  |  | FALSE
PG250023 | CATALYZE FORT WORTH 5200 GOLD SPIKE DRIVE MICROGRID LLC | 70109 | SG | TX Fort Worth 5200 Gold Spike Drive | Solar | Tarrant | ONCOR ELECTRIC DELIVERY COMPANY | ERCOT | 4.00 |  | MW AC | FALSE
PG250022 | CATALYZE HOUSTON EXPRESS LANE MICROGRID LLC | 70110 | SG | TX - Houston Spikewood Dr 7080 Express Lane | Solar | Harris | CENTERPOINT ENERGY HOUSTON ELECTRIC LLC | ERCOT | 1.90 |  | 1.9 MW AC | FALSE
PG190004 | CATAN SOLAR LLC | 20491 | PGC | CATAN SOLAR LLC | Solar | Karnes | AEP TEXAS CENTRAL | ERCOT | 10.00 | 3/22/2019 |  | FALSE
PG240093 | CATTLEMEN SOLAR PARK II LLC | 20874 | PGC | CATTLEMEN SOLAR PARK II LLC | Solar | Milam | ONCOR ELECTRIC DELIVERY COMPANY | ERCOT | 150.00 | 12/4/2024 |  | FALSE
PG230044 | CATTLEMEN SOLAR PARK LLC | 20756 | PGC | Cattlemen Solar Park LLC | Solar | Milam | ONCOR ELECTRIC DELIVERY COMPANY | ERCOT | 240.00 | 11/6/2023 | Photovoltaic Solar | FALSE
PG150031 | CEC SOLAR #1111 LLC | 20375 | PGC | CPS1 | Solar | Bexar | CPS ENERGY | ERCOT | 1.00 | 2/25/2016 |  | FALSE
PG150028 | CEC SOLAR #1112 LLC | 20371 | PGC | NEC 1 | Solar | Jim Wells | NUECES ELECTRIC COOPERATIVE | ERCOT | 0.70 |  |  | FALSE
PG140017 | CED ALAMO 3 LLC | 20327 | PGC | CED ALAMO 3, LLC | Solar | Bexar | CPS ENERGY | ERCOT | 5.50 | 8/26/2014 |  | FALSE
PG140009 | CED ALAMO 5 LLC | 20321 | PGC | DOWNIE RANCH SOLAR | Solar | Uvalde | SOUTHWEST TEXAS ELECTRIC COOPERATIVE INC | ERCOT | 100.00 | 1/29/2015 |  | FALSE
PG150015 | CED ALAMO 7 LLC | 20360 | PGC | PAINT CREEK SOLAR | Solar | Hays | AEP TEXAS NORTH | ERCOT | 112.00 | 11/18/2016 |  | FALSE
PG230056 | CED PEREGRINE SOLAR LLC | 20751 | PGC | CED PEREGRINE SOLAR LLC | Solar | Goliad | AEP TEXAS CENTRAL | ERCOT | 300.00 | 6/14/2024 |  | FALSE
PG170014 | CED UPTON COUNTY SOLAR LLC | 20424 | PGC | SP-TX-12B | Solar | Upton | LCRA TRANSMISSION SERVICES CORPORATION | ERCOT | 157.50 |  |  | FALSE
PG100011 | CEDRO HILL WIND LLC | 20262 | PGC | Cedro Hill | Wind | Webb | MEDINA ELECTRIC COOPERATIVE INC | ERCOT | 159.95 | 7/1/2010 |  | FALSE
PG230024 | CENTURY OAK WIND PROJECT LLC | 20739 | PGC | CENTURY OAK WIND LLC | Wind | Eastland | LONE STAR TRANSMISSION LLC | ERCOT | 151.50 | 10/10/2023 |  | FALSE
PG170008 | CHAMON POWER LLC | 20418 | PGC | CHAMON POWER | Other | Harris | CENTERPOINT ENERGY HOUSTON ELECTRIC LLC | ERCOT | 100.00 |  | FOSSIL FUELS | FALSE
PG080152 | CHAMPION WIND FARM LLC | 20182 | PGC | Champion Wind Farm, LLC | Wind | Nolan | ONCOR ELECTRIC DELIVERY COMPANY | ERCOT | 126.50 | 1/17/2008 |  | FALSE
PG150038 | CHAPMAN RANCH WIND I LLC | 20381 | PGC | CHAPMAN RANCH WIND I LLC | Wind | Nueces | AEP TEXAS CENTRAL | ERCOT | 249.10 |  |  | FALSE
PG240078 | CHILLINGHAM SOLAR LLC | 20853 | PGC | Chillingham Solar LLC | Solar | Bell | ONCOR ELECTRIC DELIVERY COMPANY | ERCOT | 350.00 | 9/11/2024 |  | FALSE
PG250016 | CHILLINGHAM STORAGE LLC | 20906 | PGC | [8 empty] | FALSE
PG210012 | CHISHOLM GRID LLC | 20606 | PGC | CHISHOLM ENERGY STORAGE FACILITY | Other | Tarrant | ONCOR ELECTRIC DELIVERY COMPANY | ERCOT | 100.00 |  | BATTERY | FALSE
PG180009 | CHISUM SOLAR LLC | 20462 | PGC | CHISUM SOLAR, LLC | Solar | Lamar | TEXAS-NEW MEXICO POWER COMPANY | ERCOT | 10.00 | 3/9/2018 |  | FALSE
PG130001 | CIRRUS WIND 1 LLC | 20300 | PGC | CIRRUS WIND 1 LLC | Wind | Lynn | SOUTHWESTERN PUBLIC SERVICE COMPANY | SPP | 61.20 | 1/18/2013 |  | FALSE
PG240028 | CITADEL BESS LLC | 20815 | PGC | CITADEL BESS LLC | Other | Harris | CENTERPOINT ENERGY HOUSTON ELECTRIC LLC | ERCOT | 209.32 |  | ENERGY STORAGE | FALSE
PG150032 | COLBECK'S CORNER LLC | 20373 | PGC | COLBECK'S CORNER LLC | Wind | Carson | Oncor Electric Delivery Company NTU LLC | ERCOT | 200.40 | 2/25/2016 |  | FALSE
PG080093 | COLETO CREEK POWER LLC | 20158 | PGC | Coleto Creek WLE, LP | Other | Goliad | AEP TEXAS CENTRAL | ERCOT | 632.00 |  |  | FALSE
PG080140 | COLORADO BEND I POWER LLC | 20170 | PGC | CTG 1 | Other | Wharton | CENTERPOINT ENERGY HOUSTON ELECTRIC LLC | ERCOT | 78.70 |  |  | FALSE
PG080140 | COLORADO BEND I POWER LLC | 20170 | PGC | CTG 11 | Other | Wharton | CENTERPOINT ENERGY HOUSTON ELECTRIC LLC | ERCOT | 36.00 |  |  | FALSE
PG080140 | COLORADO BEND I POWER LLC | 20170 | PGC | CTG 12 | Other | Wharton | CENTERPOINT ENERGY HOUSTON ELECTRIC LLC | ERCOT | 36.00 |  |  | FALSE
PG080140 | COLORADO BEND I POWER LLC | 20170 | PGC | CTG 2 | Other | Wharton | CENTERPOINT ENERGY HOUSTON ELECTRIC LLC | ERCOT | 78.70 |  |  | FALSE
PG080140 | COLORADO BEND I POWER LLC | 20170 | PGC | CTG 3 | Other | Wharton | CENTERPOINT ENERGY HOUSTON ELECTRIC LLC | ERCOT | 79.70 |  |  | FALSE
PG080140 | COLORADO BEND I POWER LLC | 20170 | PGC | CTG 4 | Other | Wharton | CENTERPOINT ENERGY HOUSTON ELECTRIC LLC | ERCOT | 80.70 |  |  | FALSE
PG080140 | COLORADO BEND I POWER LLC | 20170 | PGC | STG 1 | Other | Wharton | CENTERPOINT ENERGY HOUSTON ELECTRIC LLC | ERCOT | 99.20 |  |  | FALSE
PG080140 | COLORADO BEND I POWER LLC | 20170 | PGC | STG 2 | Other | Wharton | CENTERPOINT ENERGY HOUSTON ELECTRIC LLC | ERCOT | 104.00 |  |  | FALSE
PG170001 | COLORADO BEND II POWER LLC | 20408 | PGC | COLORADO BEND II | Other | Wharton | CENTERPOINT ENERGY HOUSTON ELECTRIC LLC | ERCOT | 1,230.00 |  |  | FALSE
PG160025 | COMANCHE PEAK POWER COMPANY LLC | 20407 | PGC | COMANCHE PEAK 1 | Other | Somervell | ONCOR ELECTRIC DELIVERY COMPANY | ERCOT | 1,205.00 |  |  | FALSE
PG160025 | COMANCHE PEAK POWER COMPANY LLC | 20407 | PGC | COMANCHE PEAK 2 | Other | Somervell | ONCOR ELECTRIC DELIVERY COMPANY | ERCOT | 1,195.00 |  |  | FALSE
PG200035 | CONCHO BLUFF LLC | 20564 | PGC | CONCHO BLUFF LLC | Solar | Pecos | GARLAND POWER & LIGHT SYSTEM | ERCOT | 348.00 |  |  | FALSE
PG220003 | CONCHO VALLEY SOLAR LLC | 20660 | PGC | CONCHO VALLEY SOLAR | Solar | Tom Green | AEP TEXAS NORTH | ERCOT | 172.80 | 5/23/2022 |  | FALSE
PG240022 | CONOCOPHILLIPS COMPANY | 70101 | SG | Pegasus Solar | Solar | Upton | ONCOR ELECTRIC DELIVERY COMPANY | ERCOT | 9.90 |  | 13 MW MW Consumption of Co-Located Load | FALSE
PG140024 | CONSTELLATION HANDLEY POWER LLC | 20336 | PGC | HANDLEY FACILITY | Other | Tarrant | ONCOR ELECTRIC DELIVERY COMPANY | ERCOT | 1,265.00 |  |  | FALSE
PG080118 | CONSTELLATION SOUTH TEXAS LLC | 20147 | PGC | South Texas Nuclear Project | Other | Matagorda | CENTERPOINT ENERGY HOUSTON ELECTRIC LLC | ERCOT | 1,176.00 |  |  | FALSE
PG080108 | CONSTELLATION WIND LLC | 20137 | PGC | SENDERO WIND ENERGY LLC | Wind | Jim Hogg | AEP TEXAS CENTRAL | ERCOT | 78.00 |  |  | FALSE
PG080108 | CONSTELLATION WIND LLC | 20137 | PGC | WHITETAIL WIND ENERGY LLC | Wind | Webb | ENTERGY TEXAS INC | ERCOT | 92.30 | 1/2/2013 |  | FALSE
PG230013 | COPPERHEAD SOLAR LLC | 20723 | PGC | Coral Solar | Solar | Falls | ONCOR ELECTRIC DELIVERY COMPANY | ERCOT | 155.00 | 9/5/2023 |  | FALSE
PG230013 | COPPERHEAD SOLAR LLC | 20723 | PGC | Coral Solar | Other | Falls | ONCOR ELECTRIC DELIVERY COMPANY | ERCOT | 101.00 |  | BATTERY | FALSE
PG210047 | CORAZON ENERGY LLC | 20634 | PGC | CORAZON ENERGY LLC | Solar | Webb | ELECTRIC TRANSMISSION TEXAS LLC | ERCOT | 200.00 | 7/8/2021 |  | FALSE
PG150042 | COTTON PLAINS WIND I LLC | 20383 | PGC | COTTON PLAINS WIND I LLC | Wind | Floyd | Oncor Electric Delivery Company NTU LLC | ERCOT | 50.40 | 2/26/2025 |  | FALSE
PG240029 | COTTONWOOD BAYOU SOLAR LLC | 20809 | PGC | COTTON BAYOU SOLAR LLC | Solar | Brazoria | CENTERPOINT ENERGY HOUSTON ELECTRIC LLC | ERCOT | 350.00 | 5/30/2024 |  | FALSE
PG080053 | COVENANT ENERGY PRODUCERS INC | 20056 | PGC | North Cisco Unit #1 | Other | Eastland | COMANCHE COUNTY ELECTRIC COOPERATIVE ASSOCIATION | ERCOT | 1.00 |  |  | FALSE
PG080053 | COVENANT ENERGY PRODUCERS INC | 20056 | PGC | West Phantom Unit #1 | Other | Jones | TAYLOR ELECTRIC COOPERATIVE INC | ERCOT | 0.13 |  |  | FALSE
PG200013 | COYOTE WIND LLC | 20545 | PGC | COYOTE WIND PROJECT | Wind | Scurry | ONCOR ELECTRIC DELIVERY COMPANY | ERCOT | 242.50 |  |  | FALSE
PG230040 | CRANE 2 BESS LLC | 20754 | PGC | CRANE 2 BESS LLC | Other | Crane | LCRA TRANSMISSION SERVICES CORPORATION | ERCOT | 150.00 |  | energy storage | FALSE
PG190051 | CRANE SOLAR PROJECT LLC | 20530 | PGC | FOWLER RANCH SOLAR | Solar | Crane | LCRA TRANSMISSION SERVICES CORPORATION | ERCOT | 152.50 | 1/8/2020 |  | FALSE
PG200009 | CRANELL WIND FARM LLC | 20540 | PGC | CRANELL WIND FARM LLC | Wind | Refugio | AEP TEXAS CENTRAL | ERCOT | 220.00 | 5/6/2020 |  | FALSE
PG080087 | CROMECO INC | 20109 | PGC | Waco Landfill Gas Generating Facility | Methane Gas | McLennan | ONCOR ELECTRIC DELIVERY COMPANY | ERCOT | 1.20 |  |  | FALSE
PG240042 | CROSBY CLEAN ENERGY CENTER LLC | 20813 | PGC | HARRIS CENTERPOINT | Other | Harris | CENTERPOINT ENERGY HOUSTON ELECTRIC LLC | ERCOT | 9.90 |  | BATTERY STORAGE | FALSE
PG210006 | CROSSETT POWER MANAGEMENT LLC | 20598 | PGC | Crossett Power Management BESS1 | Other | Crane | LCRA TRANSMISSION SERVICES CORPORATION | ERCOT | 100.00 |  | BATTERY STORAGE | FALSE
PG210006 | CROSSETT POWER MANAGEMENT LLC | 20598 | PGC | Crossett Power Management BESS2 | Other | Crane | LCRA TRANSMISSION SERVICES CORPORATION | ERCOT | 100.00 |  | BATTERY STORAGE | FALSE
PG240012 | CUTLASS SOLAR II LLC | 20793 | PGC | ROWLAND SOLAR II | Solar | Fort Bend | CENTERPOINT ENERGY HOUSTON ELECTRIC LLC | ERCOT | 200.00 | 3/27/2024 |  | FALSE
PG220034 | CUTLASS SOLAR LLC | 20683 | PGC | CUTLASS SOLAR LLC | Solar | Fort Bend | CENTERPOINT ENERGY HOUSTON ELECTRIC LLC | ERCOT | 110.00 | 6/8/2022 | 140.3dc/110.9ac | FALSE
PG230017 | DANISH FIELDS SOLAR LLC | 20730 | PGC | DANISH FIELDS SOLAR LLC | Solar | Wharton | CENTERPOINT ENERGY HOUSTON ELECTRIC LLC | ERCOT | 600.00 | 3/10/2023 |  | FALSE
PG230076 | DANISH FIELDS STORAGE LLC | 20781 | PGC | DANISH FIELDS STORAGE LLC | Other | Wharton | CENTERPOINT ENERGY HOUSTON ELECTRIC LLC | ERCOT | 150.00 |  | ENERGY STORAGE | FALSE
PG230041 | DECORDOVA BESS LLC | 20753 | PGC | DeCordova Battery Energy Storage System (BESS) | Other | Hood | ONCOR ELECTRIC DELIVERY COMPANY | ERCOT | 263.00 |  | Battery Storage facility | FALSE
PG240036 | DEL RIO I LLC | 20826 | PGC | DEL RIO I | Solar | Val Verde | RIO GRANDE ELECTRIC COOPERATIVE INC | ERCOT | 1.00 | 9/24/2024 | 0.996MW | FALSE
PG220009 | DELILAH SOLAR ENERGY II LLC | 20664 | PGC | DELILAH SOLAR ENERGY II LLC | Solar | Red River | ONCOR ELECTRIC DELIVERY COMPANY | ERCOT | 310.00 | 6/9/2022 |  | FALSE
PG210048 | DELILAH SOLAR ENERGY LLC | 20636 | PGC | DELILAH SOLAR ENERGY LLC | Solar | Red River | ONCOR ELECTRIC DELIVERY COMPANY | ERCOT | 300.00 | 11/1/2021 |  | FALSE
PG080019 | DENVER CITY ENERGY ASSOCIATES LP | 20019 | PGC | Mustang Station | Other | Yoakum | SOUTHWESTERN PUBLIC SERVICE COMPANY | SPP | 243.00 |  |  | FALSE
PG160027 | DERMOTT WIND LLC | 20412 | PGC | DERMOTT WIND LLC | Wind | Scurry | ONCOR ELECTRIC DELIVERY COMPANY | ERCOT | 253.00 | 5/22/2017 |  | FALSE
PG080054 | DESERT SKY WIND FARM LLC | 20057 | PGC | Desert Sky Wind Power Project | Wind | Pecos | AEP TEXAS NORTH | ERCOT | 170.25 |  |  | FALSE
PG250015 | DESERT WILLOW ENERGY STORAGE LLC | 20904 | PGC | DESERT WILLOW ENERGY STORAGE LLC | Other | Ellis | ONCOR ELECTRIC DELIVERY COMPANY | ERCOT | 150.00 |  | ENERGY STORAGE | FALSE
PG110011 | DEWIND FRISCO LLC | 20270 | PGC | DEWIND FRISCO LLC | Other | Hansford | SOUTHWESTERN PUBLIC SERVICE COMPANY | SPP | 20.00 | 1/13/2012 |  | FALSE
PG210031 | DG HARVEST SOLAR LLC | 20623 | PGC | FELPS 1 - CALAVERAS | Solar | Wilson | AEP TEXAS CENTRAL | ERCOT | 1.00 | 6/9/2021 |  | FALSE
PG210031 | DG HARVEST SOLAR LLC | 20623 | PGC | FELPS 2 - CALAVERAS | Solar | Wilson | AEP TEXAS CENTRAL | ERCOT | 1.00 | 6/9/2021 |  | FALSE
PG210031 | DG HARVEST SOLAR LLC | 20623 | PGC | FELPS 3 - FLORESVILLE SOUTH | Solar | Wilson | AEP TEXAS CENTRAL | ERCOT | 1.00 | 6/23/2021 |  | FALSE
PG210031 | DG HARVEST SOLAR LLC | 20623 | PGC | FELPS 4 - FLORESVILLE SOUTH | Solar | Wilson | AEP TEXAS CENTRAL | ERCOT | 1.00 | 6/23/2021 |  | FALSE
PG210031 | DG HARVEST SOLAR LLC | 20623 | PGC | FELPS 5 - FLORESVILLE SOUTH | Solar | Wilson | AEP TEXAS CENTRAL | ERCOT | 1.00 | 6/23/2021 |  | FALSE
PG210031 | DG HARVEST SOLAR LLC | 20623 | PGC | FELPS 6 - FLORESVILLE WEST | Solar | Wilson | AEP TEXAS CENTRAL | ERCOT | 1.00 | 6/25/2021 |  | FALSE
PG210031 | DG HARVEST SOLAR LLC | 20623 | PGC | FELPS 7- FLORESVILLE WEST | Solar | Wilson | AEP TEXAS CENTRAL | ERCOT | 1.00 | 6/25/2021 |  | FALSE
PG140036 | DGSP2 LLC | 20346 | PGC | BIG CAT | Other | Taylor | AEP TEXAS CENTRAL | ERCOT | 9.90 |  |  | FALSE
PG140036 | DGSP2 LLC | 20346 | PGC | PLAZA ST | Other | Taylor | AEP TEXAS CENTRAL | ERCOT | 9.90 |  |  | FALSE
PG130013 | DISTRIBUTED GENERATION SOLUTIONS LLC | 20309 | PGC | DGS 5 POINTS | Other | Taylor | AEP TEXAS CENTRAL | ERCOT | 9.90 |  |  | FALSE
PG130013 | DISTRIBUTED GENERATION SOLUTIONS LLC | 20309 | PGC | DGS PALO PINTO | Other | Palo Pinto | ONCOR ELECTRIC DELIVERY COMPANY | ERCOT | 9.90 |  |  | FALSE
PG250035 | DOGFISH ESS ASSETS LLC | 20911 | PGC | DGFS_ESR | Other | Pecos | TEXAS-NEW MEXICO POWER COMPANY | ERCOT | 75.00 |  | ENERGY STORAGE | FALSE
PG220062 | DOM SOLAR LESSOR I LP | 20712 | PGC | FILED CONFIDENTIALLY 54226 Desoto ISD_DeSoto Freshman Campus | Solar | Dallas | ONCOR ELECTRIC DELIVERY COMPANY | ERCOT | 0.19 | 1/10/2023 |  | FALSE
PG220062 | DOM SOLAR LESSOR I LP | 20712 | PGC | FILED CONFIDENTIALLY 54226 Desoto ISD_Frank D. Moates ES | Solar | Dallas | ONCOR ELECTRIC DELIVERY COMPANY | ERCOT | 0.14 | 1/23/2023 |  | FALSE
PG220062 | DOM SOLAR LESSOR I LP | 20712 | PGC | FILED CONFIDENTIALLY 54226 Desoto ISD_McCowan Middle School | Solar | Dallas | ONCOR ELECTRIC DELIVERY COMPANY | ERCOT | 0.14 | 1/30/2023 |  | FALSE
PG220062 | DOM SOLAR LESSOR I LP | 20712 | PGC | FILED CONFIDENTIALLY 54226 Desoto ISD_Meadows ES | Solar | Dallas | ONCOR ELECTRIC DELIVERY COMPANY | ERCOT | 0.14 | 1/30/2023 |  | FALSE
PG220062 | DOM SOLAR LESSOR I LP | 20712 | PGC | FILED CONFIDENTIALLY 54226 Desoto ISD_Woodridge ES | Solar | Dallas | ONCOR ELECTRIC DELIVERY COMPANY | ERCOT | 0.12 | 1/12/2023 |  | FALSE
PG080031 | Dow Hydrocarbons and Resources LLC | 20032 | PGC | The Dow Chemical Company, Tx Ops. | Other | Brazoria | CENTERPOINT ENERGY HOUSTON ELECTRIC LLC | ERCOT | 890.00 |  |  | FALSE
PG200042 | EAST BLACKLAND SOLAR PROJECT 1 LLC | 20572 | PGC | East Blackland Solar Project 1 LLC | Solar | Travis | LCRA TRANSMISSION SERVICES CORPORATION | ERCOT | 144.00 | 5/7/2021 |  | FALSE
PG150040 | EAST PECOS SOLAR LLC | 20385 | PGC | BOOTLEG_UNIT1 | Solar | Pecos | ELECTRIC TRANSMISSION TEXAS LLC | ERCOT | 34.03 | 4/14/2016 |  | FALSE
PG080047 | EASTEX COGENERATION LIMITED PARTNERSHIP | 20050 | PGC | Eastex Cogeneration Limited Partnership | Other | Harrison | AEP TEXAS CENTRAL | SPP | 420.00 |  |  | FALSE
PG080084 | EASTMAN COGENERATION LP | 20105 | PGC | Eastman Cogeneration L.P. | Other | Harrison | AEP TEXAS CENTRAL | SPP | 420.00 |  |  | FALSE
PG240050 | EBONY ENERGY STORAGE LLC | 20841 | PGC | EBONY ENERGY STORAGE LLC | Other | Comal | CPS ENERGY | ERCOT | 200.00 |  | ENERGY STORAGE BATTERY | FALSE
PG140023 | ECTOR COUNTY GENERATION LLC | 20334 | PGC | ECTOR COUNTY GENERATION LLC | Other | Ector | ONCOR ELECTRIC DELIVERY COMPANY | ERCOT | 342.00 |  |  | FALSE
PG170007 | EDDY SOLAR II LLC | 20417 | PGC | EDDY SOLAR II LLC | Solar | McLennan | ONCOR ELECTRIC DELIVERY COMPANY | ERCOT | 10.00 | 5/8/2017 |  | FALSE
PG080186 | EIF CHANNELVIEW COGENERATION LLC | 20218 | PGC | EIF Channelview Cogeneration, LLC | Other | Harris | CENTERPOINT ENERGY HOUSTON ELECTRIC LLC | ERCOT | 830.00 |  |  | FALSE
PG210062 | EL ALGODON ALTO WIND FARM LLC | 20648 | PGC | EL ALGODON ALTO WIND FARM | Wind | San Patricio | AEP TEXAS CENTRAL | ERCOT | 200.20 | 3/7/2022 |  | FALSE
PG200016 | EL CAMPO WIND LLC | 20549 | PGC | EL CAMPO WIND (VERAWIND) | Wind | Knox | ELECTRIC TRANSMISSION TEXAS LLC | ERCOT | 242.80 | 3/27/2020 |  | FALSE
PG220057 | EL SAUZ RANCH WIND LLC | 20707 | PGC | EL SAUZ RANCH WIND LLC | Wind | Willacy | AEP TEXAS CENTRAL | ERCOT | 301.74 | 1/26/2023 |  | FALSE
PG210023 | ELARA ENERGY PROJECT LLC | 20612 | PGC | Elara Solar | Solar | Frio | SOUTHWEST TEXAS ELECTRIC COOPERATIVE INC | ERCOT | 132.40 | 10/15/2021 |  | FALSE
PG220025 | ELAWAN DILEO SOLAR LLC | 20677 | PGC | DILEO SOLAR | Solar | Bosque | TEXAS-NEW MEXICO POWER COMPANY | ERCOT | 72.00 | 8/4/2023 |  | FALSE
PG240021 | ELAWAN PITTS DUDIK SOLAR II LLC | 20804 | PGC | PITTS DUDIK SOLAR II LLC | Solar | Hill | ONCOR ELECTRIC DELIVERY COMPANY | ERCOT | 30.40 |  |  | FALSE
PG220024 | ELAWAN PITTS DUDIK SOLAR LLC | 20676 | PGC | Pitts Dudik Solar | Solar | Hill | ONCOR ELECTRIC DELIVERY COMPANY | ERCOT | 50.00 | 8/4/2023 |  | FALSE
PG080196 | ELBOW CREEK WIND PROJECT LLC | 20232 | PGC | Elbow Creek Wind Project LLC | Wind | Howard | ONCOR ELECTRIC DELIVERY COMPANY | ERCOT | 122.00 | 10/24/2008 |  | FALSE
PG160013 | ELECTRA WIND LLC | 20399 | PGC | ELECTRA WIND LLC | Wind | Wilbarger | AEP TEXAS NORTH | ERCOT | 230.00 |  | NOTE - ELECTRIC TRANSMISSION TEXAS LLC | FALSE
PG220014 | ELLIS SOLAR LLC | 20662 | PGC | ELLIS SOLAR LLC | Solar | Ellis | ONCOR ELECTRIC DELIVERY COMPANY | ERCOT | 80.00 | 7/14/2023 |  | FALSE
PG210011 | ELM BRANCH SOLAR 1 LLC | 20603 | PGC | STRATEGC_UNIT1 | Solar | Ellis | ONCOR ELECTRIC DELIVERY COMPANY | ERCOT | 163.00 | 8/26/2021 |  | FALSE
PG220007 | EMERALD GROVE SOLAR LLC | 20666 | PGC | EMERALD GROVE SOLAR LLC | Solar | Pecos | AEP TEXAS NORTH | ERCOT | 108.00 |  |  | FALSE
PG240070 | EMPOWER USA LLC | 20851 | PGC | EMPOWER AMERCAS | Other | Ector | ONCOR ELECTRIC DELIVERY COMPANY | ERCOT | 123.00 |  |  | FALSE
PG250006 | ENBRIDGE SOLAR (ORANGE GROVE) LLC | 20890 | PGC | Enbridge Solar (Orange Grove), LLC | Solar | Jim Wells | SOUTHWEST TEXAS ELECTRIC COOPERATIVE INC | ERCOT | 130.00 |  |  | FALSE
PG230035 | ENCHANTED ROCK OPERATIONS LLC | 20748 | PGC | FORT BEND LID 7 | Other | Fort Bend | CENTERPOINT ENERGY HOUSTON ELECTRIC LLC | ERCOT | 3.20 |  | NATURAL GAS | FALSE
PG230035 | ENCHANTED ROCK OPERATIONS LLC | 20748 | PGC | MP MATERIALS | Other | Tarrant | ONCOR ELECTRIC DELIVERY COMPANY | ERCOT | 8.00 |  | NATURAL GAS | FALSE
PG230035 | ENCHANTED ROCK OPERATIONS LLC | 20748 | PGC | RCM RIVER OAKS | Other | Harris | CENTERPOINT ENERGY HOUSTON ELECTRIC LLC | ERCOT | 0.80 |  | NATURAL GAS | FALSE
PG230035 | ENCHANTED ROCK OPERATIONS LLC | 20748 | PGC | RCM SOUTHHAMPTON | Other | Harris | CENTERPOINT ENERGY HOUSTON ELECTRIC LLC | ERCOT | 0.80 |  | NATURAL GAS | FALSE
PG230035 | ENCHANTED ROCK OPERATIONS LLC | 20748 | PGC | RCM TANGLEWOOD | Other | Harris | CENTERPOINT ENERGY HOUSTON ELECTRIC LLC | ERCOT | 0.80 |  | NATURAL GAS | FALSE
PG230035 | ENCHANTED ROCK OPERATIONS LLC | 20748 | PGC | SAWS-ANDERSON -TX FILED CONFIDENTIALLY IN 57013 | Other | Bexar | CPS ENERGY | ERCOT | 5.20 |  | NATURAL GAS | FALSE
PG230035 | ENCHANTED ROCK OPERATIONS LLC | 20748 | PGC | SAWS-BEAR SPRINGS-TX FILED CONFIDENTIALLY IN 57013 | Other | Bexar | CPS ENERGY | ERCOT | 1.20 |  | NATURAL GAS | FALSE
PG230035 | ENCHANTED ROCK OPERATIONS LLC | 20748 | PGC | SAWS-CAGNON -TX FILED CONFIDENTIALLY IN 57013 | Other | Bexar | CPS ENERGY | ERCOT | 1.20 |  | NATURAL GAS | FALSE
PG230035 | ENCHANTED ROCK OPERATIONS LLC | 20748 | PGC | SAWS-EVANS -TX FILED CONFIDENTIALLY IN 57013 | Other | Bexar | CPS ENERGY | ERCOT | 2.40 |  | NATURAL GAS | FALSE
PG230035 | ENCHANTED ROCK OPERATIONS LLC | 20748 | PGC | SAWS-HILLS -TX FILED CONFIDENTIALLY IN 57013 | Other | Bexar | CPS ENERGY | ERCOT | 2.00 |  | NATURAL GAS | FALSE
PG230035 | ENCHANTED ROCK OPERATIONS LLC | 20748 | PGC | SAWS-IH 10 -TX FILED CONFIDENTIALLY IN 57013 | Other | Bexar | CPS ENERGY | ERCOT | 2.40 |  | NATURAL GAS | FALSE
PG230035 | ENCHANTED ROCK OPERATIONS LLC | 20748 | PGC | SAWS-Marbach-TX FILED CONFIDENTIALLY IN 57013 | Other | Bexar | CPS ENERGY | ERCOT | 3.20 |  | NATURAL GAS | FALSE
PG230035 | ENCHANTED ROCK OPERATIONS LLC | 20748 | PGC | SAWS-MICRON-TX FILED CONFIDENTIALLY IN 57013 | Other | Bexar | CPS ENERGY | ERCOT | 4.40 |  | NATURAL GAS | FALSE
PG230035 | ENCHANTED ROCK OPERATIONS LLC | 20748 | PGC | SAWS-POTRANCO-TX FILED CONFIDENTIALLY IN 57013 | Other | Bexar | CPS ENERGY | ERCOT | 1.60 |  | NATURAL GAS | FALSE
PG230035 | ENCHANTED ROCK OPERATIONS LLC | 20748 | PGC | SAWS-STONE OAK-TX FILED CONFIDENTIALLY IN 57013 | Other | Bexar | CPS ENERGY | ERCOT | 2.40 |  | NATURAL GAS | FALSE
PG230035 | ENCHANTED ROCK OPERATIONS LLC | 20748 | PGC | SAWS-SUNSET-TX FILED CONFIDENTIALLY IN 57013 | Other | Bexar | CPS ENERGY | ERCOT | 1.60 |  | NATURAL GAS | FALSE
PG230035 | ENCHANTED ROCK OPERATIONS LLC | 20748 | PGC | SUNRIDER | Other | Ellis | ONCOR ELECTRIC DELIVERY COMPANY | ERCOT | 4.80 |  | NATURAL GAS | FALSE
PG100001 | ENCOGEN LLC | 20253 | PGC | GIRARD GAS PLANT | Other | Kent | AEP TEXAS NORTH | ERCOT | 0.16 |  |  | FALSE
PG100001 | ENCOGEN LLC | 20253 | PGC | MABEN GAS PLANT | Other | Dickens | SOUTH PLAINS ELECTRIC COOPERATIVE INC | ERCOT | 0.08 |  |  | FALSE
PG220031 | ENEL GREEN POWER ESTONIAN SOLAR PROJECT LLC | 20682 | PGC | ESTONIAN SOLAR | Solar | Delta | ONCOR ELECTRIC DELIVERY COMPANY | ERCOT | 204.47 |  |  | FALSE
PG220031 | ENEL GREEN POWER ESTONIAN SOLAR PROJECT LLC | 20682 | PGC | ESTONIAN STORAGE | Other | Delta | ONCOR ELECTRIC DELIVERY COMPANY | ERCOT | 102.50 |  |  | FALSE
PG200018 | ENEL GREEN POWER ROADRUNNER PROJECT II LLC | 20550 | PGC | ROADRUNNER SOLAR PROJECT | Solar | Upton | GARLAND POWER & LIGHT SYSTEM | ERCOT | 200.00 | 10/11/2019 |  | FALSE
PG210069 | ENEL GREEN POWER ROSELAND SOLAR LLC | 20656 | PGC | ENEL GREEN POWER ROSELAND SOLAR LLC | Solar | McLennan | ONCOR ELECTRIC DELIVERY COMPANY | ERCOT | 500.00 | 6/10/2022 |  | FALSE
PG210069 | ENEL GREEN POWER ROSELAND SOLAR LLC | 20656 | PGC | ENEL GREEN POWER ROSELAND SOLAR LLC BESS | Solar | McLennan | ONCOR ELECTRIC DELIVERY COMPANY | ERCOT | 51.63 |  |  | FALSE
PG210071 | ENGIE 2019 PROJECTCO-TX1 LLC ARRAY B | 70086 | SG | ENGIE 2019 PROJECTCO-TX1 LLC ARRAY B | Solar | Travis | AUSTIN ENERGY | ERCOT | 0.92 | 12/22/2021 |  | FALSE
PG210072 | ENGIE 2019 PROJECTCO-TX1 LLC ARRAY C | 70087 | SG | ENGIE 2019 PROJECTCO-TX1 LLC ARRAY C | Solar | Travis | AUSTIN ENERGY | ERCOT | 0.31 | 12/22/2021 | FOR 0.3 | FALSE
PG210070 | ENGIE 2019 PROJECTCO-TX1, LLC ARRAY A | 70088 | SG | ENGIE 2019 PROJECTCO-TX1, LLC ARRAY A | Solar | Travis | AUSTIN ENERGY | ERCOT | 0.09 | 12/22/2021 | FOR 0.6 | FALSE
PG200001 | ENGIE LONG DRAW SOLAR LLC | 20535 | PGC | ENGIE LONG DRAW SOLAR LLC | Solar | Borden | ONCOR ELECTRIC DELIVERY COMPANY | ERCOT | 225.00 | 4/3/2020 |  | FALSE
PG080004 | ENNIS POWER COMPANY LLC | 20003 | PGC | ENNIS-TRACTEBEL POWER COMPANY, LP | Other | Ellis | ONCOR ELECTRIC DELIVERY COMPANY | ERCOT | 350.00 |  |  | FALSE
PG080036 | EQUISTAR CHEMICALS INC | 20037 | PGC | Corpus Christi Plant OXY_CC_OXY_CCG1 | Other | Nueces | AEP TEXAS CENTRAL | ERCOT | 40.00 |  | natural gas - fired | FALSE
PG110008 | EVERPOINT SERVICES INC (LITTLE PRINGLE 1) | 20271 | PGC | LITTLE PRINGLE 1 | Wind | Hutchinson | SOUTHWESTERN PUBLIC SERVICE COMPANY | SPP | 10.00 | 9/8/2011 |  | FALSE
PG110009 | EVERPOINT SERVICES INC (LITTLE PRINGLE 2) | 20269 | PGC | LITTLE PRINGLE 2 | Wind | Hutchinson | SOUTHWESTERN PUBLIC SERVICE COMPANY | SPP | 10.00 | 9/8/2011 |  | FALSE
PG080037 | EXXONMOBIL CORPORATION EXXONMOBIL REFINING & SUPPLY | 20038 | PGC | ExxonMobil Baytown Complex | Other | Harris | CENTERPOINT ENERGY HOUSTON ELECTRIC LLC | ERCOT | 590.60 |  |  | FALSE
PG080098 | EXXONMOBIL OIL CORPORATION | 20125 | PGC | ExxonMobil Beaumont Refinery | Other | Jefferson | ENTERGY TEXAS INC | SERC | 675.00 |  |  | FALSE
PG240051 | FAIRFIELD SOLAR PROJECT LLC | 20831 | PGC | FAIRFIELD SOLAR PROJECT LLC | Solar | Freestone | ONCOR ELECTRIC DELIVERY COMPANY | ERCOT | 9.99 | 1/14/2025 |  | FALSE
PG220021 | FENCE POST SOLAR PROJECT LLC | 20674 | PGC | Fencepost Solar | Solar | Navarro | ONCOR ELECTRIC DELIVERY COMPANY | ERCOT | 240.92 | 12/7/2023 | The facility's total rated nameplate capacity is approximately 240.91 (MW) due to a limitation at the point of interconnection, the metered generation eligible for RECs is 236 MW | FALSE
PG220021 | FENCE POST SOLAR PROJECT LLC | 20674 | PGC | Fencepost Solar | Other | Navarro | ONCOR ELECTRIC DELIVERY COMPANY | ERCOT | 73.11 | 12/7/2023 | SOLAR BESS | FALSE
PG230065 | FGE GOODNIGHT I LLC | 20771 | PGC | GOODNIGHT I | Wind | Unknown | ONCOR ELECTRIC DELIVERY COMPANY | ERCOT | 265.50 | 11/10/2023 |  | FALSE
PG190013 | FILET WIND (5)LLC | 20500 | PGC | EXELON WIND 5, LLC | Wind | Sherman | SOUTHWESTERN PUBLIC SERVICE COMPANY | SPP | 10.00 |  |  | FALSE
PG230036 | FIVE WELLS SOLAR CENTER LLC | 20750 | PGC | FIVE WELLS SOLAR CENTER LLC | Solar | Bell | ONCOR ELECTRIC DELIVERY COMPANY | ERCOT | 328.00 | 10/11/2023 | MW awarded is 320 MW | FALSE
PG230023 | FIVE WELLS STORAGE LLC | 20741 | PGC | FIVE WELLS STORAGE LLC | Other | Bell | ONCOR ELECTRIC DELIVERY COMPANY | ERCOT | 259.00 |  | BATTERY STORAGE | FALSE
PG190014 | FLAT IRON WIND (7) LLC | 20502 | PGC | EXELON WIND 7, LLC | Wind | Moore | SOUTHWESTERN ELECTRIC POWER COMPANY | SPP | 10.00 |  |  | FALSE
PG170026 | FLAT TOP WIND I LLC | 20433 | PGC | FLAT TOP WIND I LLC | Wind | Mills | ONCOR ELECTRIC DELIVERY COMPANY | ERCOT | 200.00 |  |  | FALSE
PG210007 | FLOWER VALLEY II LLC | 20599 | PGC | Flower Valley Il BESS | Other | Pecos | TEXAS-NEW MEXICO POWER COMPANY | ERCOT | 100.00 |  | BATTERY STORAGE | FALSE
PG220004 | FLOWER VALLEY LLC | 20574 | PGC | Flower Valley BESS | Other | Pecos | TEXAS-NEW MEXICO POWER COMPANY | ERCOT | 9.90 |  | Battery Storage | FALSE
PG170004 | FLUVANNA WIND ENERGY | 20414 | PGC | FLUVANNA WIND ENERGY | Wind | Scurry | ONCOR ELECTRIC DELIVERY COMPANY | ERCOT | 155.40 | 5/25/2017 |  | FALSE
PG190002 | FLUVANNA WIND ENERGY 2 LLC | 20490 | PGC | GOPHER CREEK WIND FARM | Wind | Scurry | ONCOR ELECTRIC DELIVERY COMPANY | ERCOT | 158.00 | 5/9/2019 |  | FALSE
PG180030 | FOARD CITY WIND LLC | 20480 | PGC | FOARD CITY WIND LLC | Wind | Foard | AEP TEXAS NORTH | ERCOT | 350.28 | 7/31/2019 |  | FALSE
PG080136 | FOREST CREEK WIND FARM LLC | 20166 | PGC | Forest Creek Wind Farm, LLC | Wind | Glasscock | CONCHO VALLEY ELECTRIC COOPERATIVE INC | ERCOT | 124.20 | 1/3/2007 |  | FALSE
PG170030 | FORGEY SOLAR LLC | 20440 | PGC | FORGEY SOLAR LLC | Solar | Navarro | ONCOR ELECTRIC DELIVERY COMPANY | ERCOT | 5.00 |  |  | FALSE
PG080048 | FORMOSA UTILITY VENTURE LTD | 20051 | PGC | Formosa Utility Venture, LTD. | Other | Calhoun | AEP TEXAS CENTRAL | ERCOT | 533.00 |  |  | FALSE
PG080048 | FORMOSA UTILITY VENTURE LTD | 20051 | PGC | UNIT 1 | Other | Calhoun | AEP TEXAS CENTRAL | ERCOT | 83.00 |  |  | FALSE
PG080048 | FORMOSA UTILITY VENTURE LTD | 20051 | PGC | UNIT 10 | Other | Calhoun | AEP TEXAS CENTRAL | ERCOT | 85.80 |  |  | FALSE
PG080048 | FORMOSA UTILITY VENTURE LTD | 20051 | PGC | UNIT 13 | Other | Calhoun | AEP TEXAS CENTRAL | ERCOT | 39.80 |  |  | FALSE
PG080048 | FORMOSA UTILITY VENTURE LTD | 20051 | PGC | UNIT 14 | Other | Calhoun | AEP TEXAS CENTRAL | ERCOT | 100.40 |  |  | FALSE
PG080048 | FORMOSA UTILITY VENTURE LTD | 20051 | PGC | UNIT 15 | Other | Calhoun | AEP TEXAS CENTRAL | ERCOT | 100.40 |  |  | FALSE
PG080048 | FORMOSA UTILITY VENTURE LTD | 20051 | PGC | UNIT 2 | Other | Calhoun | AEP TEXAS CENTRAL | ERCOT | 83.00 |  |  | FALSE
PG080048 | FORMOSA UTILITY VENTURE LTD | 20051 | PGC | UNIT 3 | Other | Calhoun | AEP TEXAS CENTRAL | ERCOT | 83.00 |  |  | FALSE
PG080048 | FORMOSA UTILITY VENTURE LTD | 20051 | PGC | UNIT 4 | Other | Calhoun | AEP TEXAS CENTRAL | ERCOT | 83.00 |  |  | FALSE
PG080048 | FORMOSA UTILITY VENTURE LTD | 20051 | PGC | UNIT 5 | Other | Calhoun | AEP TEXAS CENTRAL | ERCOT | 83.00 |  |  | FALSE
PG080048 | FORMOSA UTILITY VENTURE LTD | 20051 | PGC | UNIT 6 | Other | Calhoun | AEP TEXAS CENTRAL | ERCOT | 32.50 |  |  | FALSE
PG080048 | FORMOSA UTILITY VENTURE LTD | 20051 | PGC | UNIT 7 | Other | Calhoun | AEP TEXAS CENTRAL | ERCOT | 66.30 |  |  | FALSE
PG080048 | FORMOSA UTILITY VENTURE LTD | 20051 | PGC | UNIT 8 | Other | Calhoun | AEP TEXAS CENTRAL | ERCOT | 36.00 |  |  | FALSE
PG080048 | FORMOSA UTILITY VENTURE LTD | 20051 | PGC | UNIT 9 | Other | Calhoun | AEP TEXAS CENTRAL | ERCOT | 55.00 |  |  | FALSE
PG210054 | FORT BEND SOLAR LLC | 20642 | PGC | FORT BEND SOLAR | Solar | Fort Bend | CENTERPOINT ENERGY HOUSTON ELECTRIC LLC | ERCOT | 240.00 | 9/29/2021 |  | FALSE
PG080051 | FORT BEND UTILITIES COMPANY | 20054 | PGC | Fort Bend Utilities Company | Other | Fort Bend | CENTERPOINT ENERGY HOUSTON ELECTRIC LLC | ERCOT | 6.00 |  |  | FALSE
PG250030 | FORT DUNCAN BESS LLC | 20894 | PGC | Fort Duncan BESS | Other | Maverick | LCRA TRANSMISSION SERVICES CORPORATION | ERCOT | 100.00 |  | Energy Storage | FALSE
PG080120 | FORT WORTH METHANE LLC | 20150 | PGC | Fort Worth Methane, LLC | Methane Gas | Tarrant | ONCOR ELECTRIC DELIVERY COMPANY | ERCOT | 1.60 | 10/21/2009 | For a facility map see Docket 32558 | FALSE
PG080095 | FREEPORT ENERGY CENTER LLC | 20122 | PGC | Freeport Energy Center, LP | Other | Brazoria | CENTERPOINT ENERGY HOUSTON ELECTRIC LLC | ERCOT | 256.00 |  |  | FALSE
PG090062 | FRESNO ENERGY LLC | 20246 | PGC | Fresno Energy 1 | Biomass | Fort Bend | CENTERPOINT ENERGY HOUSTON ELECTRIC LLC | ERCOT | 2.00 |  |  | FALSE
PG080024 | FRONTERA GENERATION LIMITED PARTNERSHIP | 20025 | PGC | Frontera Generation Limited Partnership | Other | Hidalgo | AEP TEXAS CENTRAL | ERCOT | 524.00 |  |  | FALSE
PG110012 | FRV AE SOLAR LLC | 20276 | PGC | FRV AE SOLAR LLC | Solar | Travis | AUSTIN ENERGY | ERCOT | 30.00 | 10/26/2011 |  | FALSE
PG240037 | FT STOCKTON I LLC | 20838 | PGC | FT STOCKTON I | Solar | Pecos | RIO GRANDE ELECTRIC COOPERATIVE INC | ERCOT | 1.00 | 9/13/2024 | 0.996 MW | FALSE
PG240038 | FT STOCKTON II LLC | 20825 | PGC | FT STOCKTON II | Solar | Pecos | RIO GRANDE ELECTRIC COOPERATIVE INC | ERCOT | 1.00 | 9/13/2024 | 0.996 MW | FALSE
PG200032 | GAMBIT ENERGY STORAGE LLC | 20563 | PGC | GAMBIT ENERGY STORAGE LLC | Other | Brazoria | TEXAS-NEW MEXICO POWER COMPANY | ERCOT | 100.00 |  | BATTERY STORAGE Due West by approximately 1800 feet of TNMP's Angleton Substation at 29Â°25'33.36"N, 94Â°59'29.95'W" | FALSE
PG210074 | GANADO SOLAR LLC | 20659 | PGC | GANADO SOLAR LLC | Solar | Jackson | JACKSON ELECTRIC COOPERATIVE INC | ERCOT | 152.25 | 11/16/2022 |  | FALSE
PG210074 | GANADO SOLAR LLC | 20659 | PGC | GANADO SOLAR LLC | Solar | Jackson | JACKSON ELECTRIC COOPERATIVE INC | ERCOT | 71.78 |  | BESS | FALSE
PG080063 | GAS RECOVERY SYSTEMS INC | 20066 | PGC | Sunset Farms Electric | Biomass | Travis | AUSTIN ENERGY | ERCOT | 4.00 |  |  | FALSE
PG210030 | GENERATE ER-NG LLC | 20527 | PGC | FILED CONFIDENTIALLY 54061 ABBVIE TEXAS | Other | McLennan | ONCOR ELECTRIC DELIVERY COMPANY | ERCOT | 5.60 |  | NATURAL GAS | FALSE
PG210030 | GENERATE ER-NG LLC | 20527 | PGC | FILED CONFIDENTIALLY 54061 BEN E KEITH | Other | Dallas | ONCOR ELECTRIC DELIVERY COMPANY | ERCOT | 1.60 |  | NATURAL GAS | FALSE
PG210030 | GENERATE ER-NG LLC | 20527 | PGC | FILED CONFIDENTIALLY 54061 CHILDRENS HEALTH PLANO | Other | Collin | ONCOR ELECTRIC DELIVERY COMPANY | ERCOT | 3.20 |  | NATURAL GAS | FALSE
PG210030 | GENERATE ER-NG LLC | 20527 | PGC | FILED CONFIDENTIALLY 54061 HEB00055 | Other | Tarrant | ONCOR ELECTRIC DELIVERY COMPANY | ERCOT | 1.20 |  | NATURAL GAS | FALSE
PG210030 | GENERATE ER-NG LLC | 20527 | PGC | FILED CONFIDENTIALLY 54061 HEB00184 CORPUS CHRISTI | Other | Nueces | AEP TEXAS CENTRAL | ERCOT | 0.80 |  | NATURAL GAS | FALSE
PG210030 | GENERATE ER-NG LLC | 20527 | PGC | FILED CONFIDENTIALLY 54061 HEB00413 | Other | Nueces | AEP TEXAS CENTRAL | ERCOT | 0.80 |  | NATURAL GAS | FALSE
PG210030 | GENERATE ER-NG LLC | 20527 | PGC | FILED CONFIDENTIALLY 54061 HEB00767 MAGNOLIA | Other | Montgomery | CENTERPOINT ENERGY HOUSTON ELECTRIC LLC | ERCOT | 1.20 |  | NATURAL GAS | FALSE
PG210030 | GENERATE ER-NG LLC | 20527 | PGC | FILED CONFIDENTIALLY 54061 HEB00776 | Other | Harris | CENTERPOINT ENERGY HOUSTON ELECTRIC LLC | ERCOT | 1.20 |  | NATURAL GAS | FALSE
PG210030 | GENERATE ER-NG LLC | 20527 | PGC | FILED CONFIDENTIALLY 54061 HEB00787 | Other | Collin | ONCOR ELECTRIC DELIVERY COMPANY | ERCOT | 0.80 |  | NATURAL GAS | FALSE
PG210030 | GENERATE ER-NG LLC | 20527 | PGC | FILED CONFIDENTIALLY 54061 HEB00789 FRISCO | Other | Denton | BRAZOS ELECTRIC POWER COOPERATIVE INC | ERCOT | 1.20 |  | NATURAL GAS | FALSE
PG210030 | GENERATE ER-NG LLC | 20527 | PGC | FILED CONFIDENTIALLY 54061 HEB00790 | Other | Collin | ONCOR ELECTRIC DELIVERY COMPANY | ERCOT | 1.20 |  | NATURAL GAS | FALSE
PG210030 | GENERATE ER-NG LLC | 20527 | PGC | FILED CONFIDENTIALLY 54061 NHCRWA | Other | Harris | CENTERPOINT ENERGY HOUSTON ELECTRIC LLC | ERCOT | 4.00 |  | NATURAL GAS | FALSE
PG210030 | GENERATE ER-NG LLC | 20527 | PGC | FILED CONFIDENTIALLY 54061 WHCRWA 1 | Other | Harris | CENTERPOINT ENERGY HOUSTON ELECTRIC LLC | ERCOT | 8.00 |  | NATURAL GAS | FALSE
PG210030 | GENERATE ER-NG LLC | 20527 | PGC | FILED CONFIDENTIALLY 54061 WHCRWA 2 | Other | Harris | CENTERPOINT ENERGY HOUSTON ELECTRIC LLC | ERCOT | 11.60 |  | NATURAL GAS | FALSE
PG210030 | GENERATE ER-NG LLC | 20527 | PGC | FILED CONFIDENTIALLY 56139 GN1-HEB7-0750-TX | Other | Tarrant | ONCOR ELECTRIC DELIVERY COMPANY | ERCOT | 1.20 |  | NATURAL GAS | FALSE
PG210030 | GENERATE ER-NG LLC | 20527 | PGC | FILED CONFIDENTIALLY 56139 GN1-HEB7-0760-TX7N | Other | Brazoria | CENTERPOINT ENERGY HOUSTON ELECTRIC LLC | ERCOT | 1.20 |  | NATURAL GAS | FALSE
PG210030 | GENERATE ER-NG LLC | 20527 | PGC | FILED CONFIDENTIALLY 56139 GN1-HEB7-0792-TX1 | Other | Harris | CENTERPOINT ENERGY HOUSTON ELECTRIC LLC | ERCOT | 0.80 |  | NATURAL GAS | FALSE
PG210030 | GENERATE ER-NG LLC | 20527 | PGC | FILED CONFIDENTIALLY 56139 GN1-HEB7-0796-TX1 | Other | Collin | ONCOR ELECTRIC DELIVERY COMPANY | ERCOT | 1.20 |  | NATURAL GAS | FALSE
PG210030 | GENERATE ER-NG LLC | 20527 | PGC | FILED CONFIDENTIALLY 56139 GN1-HEB7-0797-TX7N | Other | Harris | CENTERPOINT ENERGY HOUSTON ELECTRIC LLC | ERCOT | 1.20 |  | NATURAL GAS | FALSE
PG210030 | GENERATE ER-NG LLC | 20527 | PGC | FILED CONFIDENTIALLY 56139 GN1-HEB7-0798-TX | Other | Harris | CENTERPOINT ENERGY HOUSTON ELECTRIC LLC | ERCOT | 1.20 |  | NATURAL GAS | FALSE
PG210030 | GENERATE ER-NG LLC | 20527 | PGC | FILED CONFIDENTIALLY 56139 GN1-HEB7-0801-TX | Other | Tarrant | ONCOR ELECTRIC DELIVERY COMPANY | ERCOT | 1.20 |  | NATURAL GAS | FALSE
PG210030 | GENERATE ER-NG LLC | 20527 | PGC | FILED CONFIDENTIALLY 56139 GN1-HEB8-0779-TX | Other | Harris | CENTERPOINT ENERGY HOUSTON ELECTRIC LLC | ERCOT | 1.20 |  | NATURAL GAS | FALSE
PG210030 | GENERATE ER-NG LLC | 20527 | PGC | FILED CONFIDENTIALLY 56139 GN1-HEB8-0794-TX1 | Other | Collin | ONCOR ELECTRIC DELIVERY COMPANY | ERCOT | 1.20 |  | NATURAL GAS | FALSE
PG080056 | GENTEX POWER CORPORATION | 20059 | PGC | Lost Pines 1 Power Project | Other | Bastrop | BLUEBONNET ELECTRIC COOPERATIVE INC | ERCOT | 255.00 |  |  | FALSE
PG220012 | GIGA TEXAS ENERGY LLC | 20668 | PGC | FILED CONFIDENTIALLY IN 53132 GIGA TEXAS ENERGY LLC | Other | Travis | LCRA TRANSMISSION SERVICES CORPORATION | ERCOT | 125.00 |  | BATTERY STORAGE | FALSE
PG220033 | GLOBAL INNOVATION PLATFORM LLC | 20680 | PGC | MCKINNEY BATTERY 1 | Other | Collin | ONCOR ELECTRIC DELIVERY COMPANY | ERCOT | 0.04 |  | BATTERY 0.036 | FALSE
PG220033 | GLOBAL INNOVATION PLATFORM LLC | 20680 | PGC | MCKINNEY GAS 1 | Other | Collin | ONCOR ELECTRIC DELIVERY COMPANY | ERCOT | 1.00 |  |  | FALSE
PG220033 | GLOBAL INNOVATION PLATFORM LLC | 20680 | PGC | MCKINNEY SOLAR 1 | Solar | Collin | ONCOR ELECTRIC DELIVERY COMPANY | ERCOT | 0.04 |  |  | FALSE
PG080180 | GOAT WIND LLC | 20211 | PGC | Goat Wind, LLC | Wind | Sterling | LCRA TRANSMISSION SERVICES CORPORATION | ERCOT | 150.00 | 4/1/2008 | for 80 MW | FALSE
PG110004 | GOLDEN SPREAD PANHANDLE WIND RANCH LLC | 20273 | PGC | GOLDEN SPREAD PANHANDLE WIND RANCH | Wind | Potter | AEP TEXAS NORTH | SPP | 78.20 | 8/25/2011 |  | FALSE
PG130008 | GOLDTHWAITE WIND ENERGY LLC | 20307 | PGC | GOLDTHWAITE WIND ENERGY LLC | Wind | Mills | LCRA TRANSMISSION SERVICES CORPORATION | ERCOT | 148.60 | 7/29/2013 |  | FALSE
PG150023 | GOODWELL WIND PROJECT LLC | 20367 | PGC | GOODWELL WIND PROJECT | Wind | Unknown | OTHER - NON ERCOT | SPP | 200.00 |  |  | FALSE
PG140013 | GRAND PRAIRIE LANDFILL GAS PRODUCTION LIMITED LIABILITY COMPANY | 20326 | PGC | GRAND PRAIRIE LANDFILL GAS PRODUCTION LLC | Methane Gas | Dallas | ONCOR ELECTRIC DELIVERY COMPANY | ERCOT | 4.00 |  |  | FALSE
PG140014 | GRANDVIEW WIND FARM LLC | 20325 | PGC | GRANDVIEW WIND FARM1 | Wind | Carson | Oncor Electric Delivery Company NTU LLC | ERCOT | 211.22 | 9/11/2014 |  | FALSE
PG240085 | GRANSOLAR TEXAS ONE LLC | 20854 | PGC | GRANSOLAR TEXAS ONE LLC | Solar | Milam | ONCOR ELECTRIC DELIVERY COMPANY | ERCOT | 50.00 | 12/16/2024 |  | FALSE
PG240011 | GREASEWOOD II LLC | 20794 | PGC | GREASEWOOD II LLC | Solar | Pecos | GARLAND POWER & LIGHT SYSTEM | ERCOT | 306.00 | 5/7/2024 |  | FALSE
PG240013 | GREAT KISKADEE STORAGE LLC | 20795 | PGC | GREAT KISKADEE STORAGE LLC | Other | Hidalgo | AEP TEXAS CENTRAL | ERCOT | 100.00 |  | BESS | FALSE
PG080223 | GREAT PLAINS WINDPARK LEGACY LLC | 20227 | PGC | Great Plains Windpark Legacy, LLC | Wind | Hansford | SOUTHWESTERN PUBLIC SERVICE COMPANY | SPP | 114.00 | 10/7/2008 |  | FALSE
PG220053 | GREAT PRAIRIE WIND LLC | 20703 | PGC | GREAT PRAIRIE WIND LLC | Wind | Hansford | OTHER - NON ERCOT | SPP | 1,029.00 | 10/24/2022 | 823.42 MW in Texas balance in OK. | FALSE
PG140022 | GREEN PASTURES WIND I LLC | 20333 | PGC | GREEN PASTURES WIND I LLC | Wind | Baylor | AEP TEXAS CENTRAL | ERCOT | 150.00 | 9/2/2014 |  | FALSE
PG140032 | GREEN PASTURES WIND II LLC | 20342 | PGC | GREEN PASTURES WIND II LLC | Wind | Baylor | AEP TEXAS CENTRAL | ERCOT | 150.00 | 12/18/2014 |  | FALSE
PG090063 | GREENGROWS ENERGY INC | 20248 | PGC | Westhuff Lease | Other | Jackson | JACKSON ELECTRIC COOPERATIVE INC | ERCOT | 0.05 |  |  | FALSE
PG080011 | GREGORY POWER PARTNERS LLC | 20010 | PGC | GREGORY POWER STATION | Other | San Patricio | AEP TEXAS CENTRAL | ERCOT | 365.00 |  |  | FALSE
PG180006 | GRIFFIN SOLAR LLC | 20460 | PGC | GRIFFIN SOLAR, LLC | Solar | McLennan | ONCOR ELECTRIC DELIVERY COMPANY | ERCOT | 5.00 | 2/20/2018 |  | FALSE
PG200057 | GRIFFIN TRAIL WIND LLC | 20587 | PGC | GRIFFIN TRAIL WIND LLC | Wind | Knox | AEP TEXAS NORTH | ERCOT | 225.60 | 4/15/2021 |  | FALSE
PG240099 | GRIMES COUNTY SOLAR PROJECT LLC | 20871 | PGC | GRIMES COUNTY SOLAR PROJECT | Solar | Grimes | BRAZOS ELECTRIC POWER COOPERATIVE INC | ERCOT | 210.00 | 10/30/2024 |  | FALSE
PG220022 | GRIZZLY RIDGE SOLAR LLC | 20675 | PGC | Grizzly Ridge Solar LLC | Solar | Hamilton | BRAZOS ELECTRIC POWER COOPERATIVE INC | ERCOT | 100.00 | 11/15/2023 |  | FALSE
PG220022 | GRIZZLY RIDGE SOLAR LLC | 20675 | PGC | Grizzly Ridge Solar LLC | Other | Hamilton | BRAZOS ELECTRIC POWER COOPERATIVE INC | ERCOT | 9.95 |  | BATTERY | FALSE
PG190008 | GSE ONE LLC | 20496 | PGC | G.S.E ONE LLC | Solar | Fannin | ONCOR ELECTRIC DELIVERY COMPANY | ERCOT | 82.50 | 4/15/2019 |  | FALSE
PG080027 | GUADALUPE-BLANCO RIVER AUTHORITY | 20028 | PGC | Canyon | Hydroelectric | Comal | PEDERNALES ELECTRIC COOPERATIVE INC | ERCOT | 6.00 |  |  | FALSE
PG080027 | GUADALUPE-BLANCO RIVER AUTHORITY | 20028 | PGC | Dunlap | Hydroelectric | Guadalupe | GUADALUPE VALLEY ELECTRIC COOPERATIVE INC | ERCOT | 3.60 |  |  | FALSE
PG080027 | GUADALUPE-BLANCO RIVER AUTHORITY | 20028 | PGC | H-4 and H-5 | Hydroelectric | Gonzales | LCRA TRANSMISSION SERVICES CORPORATION | ERCOT | 4.80 | 5/12/2008 |  | FALSE
PG080027 | GUADALUPE-BLANCO RIVER AUTHORITY | 20028 | PGC | McQueeney | Hydroelectric | Guadalupe | GUADALUPE VALLEY ELECTRIC COOPERATIVE INC | ERCOT | 2.80 |  |  | FALSE
PG080027 | GUADALUPE-BLANCO RIVER AUTHORITY | 20028 | PGC | Nolte | Hydroelectric | Guadalupe | GUADALUPE VALLEY ELECTRIC COOPERATIVE INC | ERCOT | 2.48 |  |  | FALSE
PG080027 | GUADALUPE-BLANCO RIVER AUTHORITY | 20028 | PGC | TP-4 | Hydroelectric | Guadalupe | GUADALUPE VALLEY ELECTRIC COOPERATIVE INC | ERCOT | 2.40 | 5/12/2008 |  | FALSE
PG230002 | GULFSTAR POWER LLC | 20717 | PGC | Gulf Star Solar SLF Project | Other | Wharton | CENTERPOINT ENERGY HOUSTON ELECTRIC LLC | ERCOT | 150.00 |  | BESS | FALSE
PG230002 | GULFSTAR POWER LLC | 20717 | PGC | Gulf Star Solar SLF Project | Other | Wharton | CENTERPOINT ENERGY HOUSTON ELECTRIC LLC | ERCOT | 150.00 |  | BESS | FALSE
PG230002 | GULFSTAR POWER LLC | 20717 | PGC | GulfStar Solar | Solar | Wharton | CENTERPOINT ENERGY HOUSTON ELECTRIC LLC | ERCOT | 450.00 | 12/17/2024 | Plant Capacity: 750 MW REC Eligible Generation: 450 MW (SOLAR) | FALSE
PG150029 | GUNSIGHT MOUNTAIN WIND ENERGY LLC | 20372 | PGC | GUNSIGHT MOUNTAIN WIND ENERGY LLC | Wind | Howard | ONCOR ELECTRIC DELIVERY COMPANY | ERCOT | 119.93 | 3/8/2016 |  | FALSE
PG080154 | HACKBERRY WIND LLC | 20185 | PGC | Hackberry Wind, LLC | Wind | Shackelford | ONCOR ELECTRIC DELIVERY COMPANY | ERCOT | 165.60 | 10/29/2007 |  | FALSE
PG120015 | HARBOR WIND LLC | 20289 | PGC | HARBOR WIND LLC | Wind | Nueces | AEP TEXAS CENTRAL | ERCOT | 9.00 | 6/5/2012 |  | FALSE
PG150034 | HARVEST MOON RENEWABLE ENERGY COMPANY LLC | 20376 | PGC | HARVEST MOON RENEWABLE ENERGY COMPANY LLC | Solar | Austin | CENTERPOINT ENERGY HOUSTON ELECTRIC LLC | ERCOT | 1.58 | 1/27/2016 |  | FALSE
PG230062 | HAYHURST TEXAS SOLAR LLC | 20774 | PGC | HAYHURST TEXAS SOLAR | Solar | Culberson | ONCOR ELECTRIC DELIVERY COMPANY | ERCOT | 24.76 | 11/20/2023 |  | FALSE
PG080044 | HAYS ENERGY LLC | 20047 | PGC | Hays 1 | Other | Hays | LCRA TRANSMISSION SERVICES CORPORATION | ERCOT | 210.00 |  |  | FALSE
PG080044 | HAYS ENERGY LLC | 20047 | PGC | Hays 2 | Other | Hays | LCRA TRANSMISSION SERVICES CORPORATION | ERCOT | 211.00 |  |  | FALSE
PG080044 | HAYS ENERGY LLC | 20047 | PGC | Hays 3 | Other | Hays | LCRA TRANSMISSION SERVICES CORPORATION | ERCOT | 210.00 |  |  | FALSE
PG080044 | HAYS ENERGY LLC | 20047 | PGC | Hays 4 | Other | Hays | LCRA TRANSMISSION SERVICES CORPORATION | ERCOT | 213.00 |  |  | FALSE
PG190048 | HEART OF TEXAS WIND LLC | 20525 | PGC | Heart of Texas Wind, LLC | Wind | McCulloch | LCRA TRANSMISSION SERVICES CORPORATION | ERCOT | 180.00 | 10/16/2019 |  | FALSE
PG230021 | HECATE ENERGY FRYE SOLAR LLC | 20738 | PGC | HECATE ENERGY FRYE SOLAR LLC | Solar | Swisher | ONCOR ELECTRIC DELIVERY COMPANY | ERCOT | 514.10 | 7/13/2023 |  | FALSE
PG250008 | HECATE ENERGY OUTPOST SOLAR LLC | 20885 | PGC | Hecate Energy Outpost Solar LLC | Solar | Webb | AEP TEXAS CENTRAL | ERCOT | 513.00 | 2/18/2025 |  | FALSE
PG250025 | HECATE ENERGY OUTPOST SOLAR LLC | 20885 | PGC | HECATE ENERGY OUTPOST SOLAR LLC | Solar | Webb | AEP TEXAS CENTRAL | ERCOT | 513.00 |  |  | FALSE
PG210040 | HECATE ENERGY RAMSEY LLC | 20631 | PGC | PLAINVIEW SOLAR 1 | Solar | Wharton | CENTERPOINT ENERGY HOUSTON ELECTRIC LLC | ERCOT | 250.00 |  |  | FALSE
PG210040 | HECATE ENERGY RAMSEY LLC | 20631 | PGC | PLAINVIEW SOLAR 2 | Solar | Wharton | CENTERPOINT ENERGY HOUSTON ELECTRIC LLC | ERCOT | 250.00 |  |  | FALSE
PG220032 | HELENA WIND LLC | 20681 | PGC | HELENA WIND LLC | Wind | Bee | AEP TEXAS CENTRAL | ERCOT | 268.00 | 5/26/2022 |  | FALSE
PG210017 | HEN INFRASTRUCTURE LLC | 20595 | PGC | CATARINA | Other | Dimmit | AEP TEXAS NORTH | ERCOT | 9.90 |  | BATTERY | FALSE
PG210017 | HEN INFRASTRUCTURE LLC | 20595 | PGC | Cedarville | Other | Reeves | TEXAS-NEW MEXICO POWER COMPANY | ERCOT | 9.90 |  | BATTERY | FALSE
PG210017 | HEN INFRASTRUCTURE LLC | 20595 | PGC | CISCO | Other | Eastland | AEP TEXAS NORTH | ERCOT | 9.90 |  | BATTERY | FALSE
PG210017 | HEN INFRASTRUCTURE LLC | 20595 | PGC | Coyote Springs | Other | Reeves | TEXAS-NEW MEXICO POWER COMPANY | ERCOT | 9.90 |  | BATTERY | FALSE
PG210017 | HEN INFRASTRUCTURE LLC | 20595 | PGC | COYOTE SPRINGS AGR | Other | Reeves | TEXAS-NEW MEXICO POWER COMPANY | ERCOT | 9.90 |  | DIESEL | FALSE
PG210017 | HEN INFRASTRUCTURE LLC | 20595 | PGC | DIBOLL | Other | Angelina | ONCOR ELECTRIC DELIVERY COMPANY | ERCOT | 9.90 |  | BATTERY | FALSE
PG210017 | HEN INFRASTRUCTURE LLC | 20595 | PGC | FALFURRIAS | Other | Brooks | AEP TEXAS CENTRAL | ERCOT | 9.90 |  | BATTERY | FALSE
PG210017 | HEN INFRASTRUCTURE LLC | 20595 | PGC | FARMERSVILLE | Other | Collin | ONCOR ELECTRIC DELIVERY COMPANY | ERCOT | 9.90 |  | BATTERY | FALSE
PG210017 | HEN INFRASTRUCTURE LLC | 20595 | PGC | Faulkner | Other | Reeves | TEXAS-NEW MEXICO POWER COMPANY | ERCOT | 9.90 |  | BATTERY | FALSE
PG210017 | HEN INFRASTRUCTURE LLC | 20595 | PGC | GARDEN CITY EAST | Other | Glasscock | ONCOR ELECTRIC DELIVERY COMPANY | ERCOT | 9.90 |  | BATTERY | FALSE
PG210017 | HEN INFRASTRUCTURE LLC | 20595 | PGC | GOMEZ | Other | Pecos | TEXAS-NEW MEXICO POWER COMPANY | ERCOT | 9.90 |  | BATTERY | FALSE
PG210017 | HEN INFRASTRUCTURE LLC | 20595 | PGC | HAMILTON | Other | Val Verde | AEP TEXAS CENTRAL | ERCOT | 9.90 |  | BATTERY | FALSE
PG210017 | HEN INFRASTRUCTURE LLC | 20595 | PGC | HOLCOMB | Other | La Salle | AEP TEXAS NORTH | ERCOT | 9.90 |  | BATTERY | FALSE
PG210017 | HEN INFRASTRUCTURE LLC | 20595 | PGC | JUDKINS | Other | Ector | ONCOR ELECTRIC DELIVERY COMPANY | ERCOT | 9.90 |  | BATTERY | FALSE
PG210017 | HEN INFRASTRUCTURE LLC | 20595 | PGC | JUNCTION | Other | Kimble | AEP TEXAS CENTRAL | ERCOT | 9.90 |  | BATTERY | FALSE
PG210017 | HEN INFRASTRUCTURE LLC | 20595 | PGC | Lonestar | Other | Ward | TEXAS-NEW MEXICO POWER COMPANY | ERCOT | 9.90 |  | BATTERY | FALSE
PG210017 | HEN INFRASTRUCTURE LLC | 20595 | PGC | LUFKIN SOUTH | Other | Angelina | ONCOR ELECTRIC DELIVERY COMPANY | ERCOT | 9.90 |  | BATTERY | FALSE
PG210017 | HEN INFRASTRUCTURE LLC | 20595 | PGC | MAINLAND | Other | Galveston | TEXAS-NEW MEXICO POWER COMPANY | ERCOT | 9.90 |  | BATTERY | FALSE
PG210017 | HEN INFRASTRUCTURE LLC | 20595 | PGC | MINERAL WELLS EAST | Other | Palo Pinto | ONCOR ELECTRIC DELIVERY COMPANY | ERCOT | 9.90 |  | BATTERY | FALSE
PG210017 | HEN INFRASTRUCTURE LLC | 20595 | PGC | OLNEY | Other | Young | TEXAS-NEW MEXICO POWER COMPANY | ERCOT | 9.90 |  | BATTERY | FALSE
PG210017 | HEN INFRASTRUCTURE LLC | 20595 | PGC | OLNEY AGR | Other | Young | TEXAS-NEW MEXICO POWER COMPANY | ERCOT | 9.90 |  | DIESEL | FALSE
PG210017 | HEN INFRASTRUCTURE LLC | 20595 | PGC | PAULINE | Other | Henderson | ONCOR ELECTRIC DELIVERY COMPANY | ERCOT | 9.90 |  | BATTERY | FALSE
PG210017 | HEN INFRASTRUCTURE LLC | 20595 | PGC | PAVLOV | Other | Matagorda | AEP TEXAS CENTRAL | ERCOT | 9.90 |  | BATTERY | FALSE
PG210017 | HEN INFRASTRUCTURE LLC | 20595 | PGC | POTEET | Other | Atascosa | SOUTHWEST TEXAS ELECTRIC COOPERATIVE INC | ERCOT | 9.90 |  | STORAGE - SOUTH TEXAS ELECTRIC COOP. SERVICE AREA | FALSE
PG210017 | HEN INFRASTRUCTURE LLC | 20595 | PGC | Rattlesnake | Other | Ward | TEXAS-NEW MEXICO POWER COMPANY | ERCOT | 9.90 |  | BATTERY | FALSE
PG210017 | HEN INFRASTRUCTURE LLC | 20595 | PGC | RUSSEK STREET | Other | Reagan | AEP TEXAS NORTH | ERCOT | 9.90 |  | BATTERY | FALSE
PG210017 | HEN INFRASTRUCTURE LLC | 20595 | PGC | Saddleback | Other | Reeves | TEXAS-NEW MEXICO POWER COMPANY | ERCOT | 9.90 |  | BATTERY | FALSE
PG210017 | HEN INFRASTRUCTURE LLC | 20595 | PGC | SADDLEBACK AGR | Other | Reeves | TEXAS-NEW MEXICO POWER COMPANY | ERCOT | 9.90 |  | DIESEL | FALSE
PG210017 | HEN INFRASTRUCTURE LLC | 20595 | PGC | SANDLAKE | Other | Reeves | TEXAS-NEW MEXICO POWER COMPANY | ERCOT | 9.90 |  | BATTERY | FALSE
PG210017 | HEN INFRASTRUCTURE LLC | 20595 | PGC | Screwbean | Other | Culberson | ONCOR ELECTRIC DELIVERY COMPANY | ERCOT | 9.90 |  | BATTERY | FALSE
PG210017 | HEN INFRASTRUCTURE LLC | 20595 | PGC | TOYAH POWER STATION | Other | Reeves | AEP TEXAS NORTH | ERCOT | 9.90 |  | BATTERY | FALSE
PG210017 | HEN INFRASTRUCTURE LLC | 20595 | PGC | TYNAN | Other | Bee | AEP TEXAS CENTRAL | ERCOT | 9.90 |  | STORAGE | FALSE
PG210017 | HEN INFRASTRUCTURE LLC | 20595 | PGC | VAL VERDE | Other | Hidalgo | SOUTHWEST TEXAS ELECTRIC COOPERATIVE INC | ERCOT | 9.90 |  | BATTERY | FALSE
PG210017 | HEN INFRASTRUCTURE LLC | 20595 | PGC | WEIL TRACT | Other | Nueces | AEP TEXAS CENTRAL | ERCOT | 9.90 |  | BATTERY | FALSE
PG230064 | HERITAGE ENERGY HOLDINGS LLC | 20769 | PGC | LONE WOLFE PHASE ONE | Solar | Mitchell | ONCOR ELECTRIC DELIVERY COMPANY | ERCOT | 1.05 | 2/16/2024 |  | FALSE
PG190023 | HIDALGO WIND FARM II LLC | 20507 | PGC | HIDALGO WIND FARM II LLC | Wind | Hidalgo | AEP TEXAS CENTRAL | ERCOT | 50.40 | 10/1/2019 |  | FALSE
PG160011 | HIDALGO WIND FARM LLC | 20396 | PGC | HIDALGO WIND FARM LLC | Wind | Hidalgo | AEP TEXAS CENTRAL | ERCOT | 250.00 | 9/29/2016 |  | FALSE
PG210055 | HIGH LONESOME STORAGE LLC | 20643 | PGC | HIGH LONESOME STORAGE | Wind | Upton | LCRA TRANSMISSION SERVICES CORPORATION | ERCOT | 57.20 |  | BATTERY ENERGY STORAGE SYSTEM | FALSE
PG190035 | HIGH LONESOME WIND POWER LLC | 20515 | PGC | HIGH LONESOME WIND POWER | Wind | Upton | LCRA TRANSMISSION SERVICES CORPORATION | ERCOT | 500.09 | 10/7/2019 |  | FALSE
PG080190 | HIGH MAJESTIC WIND I, LLC | 20224 | PGC | High Majestic Wind I LLC | Wind | Carson | SOUTHWESTERN PUBLIC SERVICE COMPANY | SPP | 79.50 | 8/18/2008 |  | FALSE
PG120011 | HIGH MAJESTIC WIND II LLC | 20287 | PGC | HIGH MAJESTIC WIND II LLC | Wind | Carson | SOUTHWESTERN PUBLIC SERVICE COMPANY | SPP | 79.60 | 5/31/2012 |  | FALSE
PG140019 | HIGHGATE POWER LLC | 20331 | PGC | HIGHCOL | Other | Mitchell | ONCOR ELECTRIC DELIVERY COMPANY | ERCOT | 9.13 |  |  | FALSE
PG140019 | HIGHGATE POWER LLC | 20331 | PGC | HIGHGATE SWEETWATER | Other | Nolan | ONCOR ELECTRIC DELIVERY COMPANY | ERCOT | 9.13 |  |  | FALSE
PG140019 | HIGHGATE POWER LLC | 20331 | PGC | HISPRING | Other | Howard | ONCOR ELECTRIC DELIVERY COMPANY | ERCOT | 9.13 |  |  | FALSE
PG240053 | HIGHPEAK SOLAR LLC | 20839 | PGC | WILDHORSE SOLAR | Solar | Howard | ONCOR ELECTRIC DELIVERY COMPANY | ERCOT | 9.99 |  |  | FALSE
PG170023 | HIGHWAY 56 SOLAR LLC | 20428 | PGC | HIGHWAY 56 SOLAR LLC | Solar | Grayson | ONCOR ELECTRIC DELIVERY COMPANY | ERCOT | 5.28 | 5/16/2017 |  | FALSE
PG240091 | HILL SOLAR 1 LLC | 20860 | PGC | HILL SOLAR 1 LLC | Solar | Hill | ONCOR ELECTRIC DELIVERY COMPANY | ERCOT | 405.00 |  |  | FALSE
PG220045 | HIVOLT POWER I LLC | 20695 | PGC | STORMBREAKER | Other | Reagan | OTHER - NON ERCOT | ERCOT | 12.00 |  |  | FALSE
PG240020 | HIVOLT POWER II LLC | 20800 | PGC | MEGATRON | Other | Upton | OTHER - NON ERCOT | ERCOT | 12.00 |  | Natural Gas | FALSE
PG240020 | HIVOLT POWER II LLC | 20800 | PGC | Optimus Prime | Other | Upton | OTHER - NON ERCOT | ERCOT | 12.00 |  | Natural Gas | FALSE
PG240095 | HIVOLT POWER III LLC | 20867 | PGC | Supercharger | Other | Upton | OTHER - NON ERCOT | ERCOT | 12.00 |  | NATURAL GAS | FALSE
PG200041 | HO CLARKE GENERATING LLC | 20567 | PGC | HO CLARKE GENERATING | Other | Harris | CENTERPOINT ENERGY HOUSTON ELECTRIC LLC | ERCOT | 267.00 |  |  | FALSE
PG210013 | HO CLARKE II LLC | 20604 | PGC | HO CLARKE Il | Other | Harris | CENTERPOINT ENERGY HOUSTON ELECTRIC LLC | ERCOT | 89.00 |  | NATURAL GAS | FALSE
PG210050 | HOEF'S ROAD LLC | 20638 | PGC | HOEFS ROAD STORAGE | Other | Reeves | AEP TEXAS NORTH | ERCOT | 2.00 |  | BATTERY | FALSE
PG230055 | HOPKINS ENERGY LLC | 20764 | PGC | HOPKINS ENERGY LLC | Solar | Hopkins | ONCOR ELECTRIC DELIVERY COMPANY | ERCOT | 250.00 | 10/9/2023 |  | FALSE
PG230032 | HORIZON SOLAR LLC | 20747 | PGC | HORIZON SOLAR LLC | Solar | Frio | SOUTHWEST TEXAS ELECTRIC COOPERATIVE INC | ERCOT | 200.00 | 12/11/2023 |  | FALSE
PG240092 | HORNET SOLAR LLC | 20865 | PGC | HORNET SOLAR | Solar | Swisher | ONCOR ELECTRIC DELIVERY COMPANY | ERCOT | 600.00 | 10/9/2024 |  | FALSE
PG160018 | HORSE CREEK WIND LLC | 20398 | PGC | HORSE CREEK WIND LLC | Wind | Knox | ELECTRIC TRANSMISSION TEXAS LLC | ERCOT | 230.00 | 8/24/2016 |  | FALSE
PG080100 | HORSE HOLLOW WIND I LLC | 20127 | PGC | Horse Hollow Wind I LLC | Wind | Taylor | AEP TEXAS NORTH | ERCOT | 213.00 | 6/21/2017 |  | FALSE
PG080113 | HORSE HOLLOW WIND II LLC | 20142 | PGC | FPL Energy Horse Hollow Wind II, LP | Other | Taylor | AEP TEXAS CENTRAL | ERCOT | 223.50 |  |  | FALSE
PG170031 | HORSE HOLLOW WIND III LLC | 20438 | PGC | HORSE HOLLOW WIND III LLC | Wind | Taylor | AEP TEXAS NORTH | ERCOT | 241.40 | 6/23/2017 |  | FALSE
PG170032 | HORSE HOLLOW WIND IV LLC | 20442 | PGC | HORSE HOLLOW WIND IV | Wind | Taylor | AEP TEXAS NORTH | ERCOT | 115.00 |  |  | FALSE
PG220060 | HOUSE MOUNTAIN LLC | 20709 | PGC | HOUSE MOUNTAIN LLC | Other | Brewster | AEP TEXAS NORTH | ERCOT | 62.32 |  | BESS | FALSE
PG210051 | HUBBARD WIND LLC | 20640 | PGC | HUBBARD WIND LLC | Wind | Limestone | LONE STAR TRANSMISSION LLC | ERCOT | 300.06 | 8/11/2021 |  | FALSE
PG080077 | HUNTSMAN CORPORATION | 20096 | PGC | Oxides and Olefins Plant | Other | Jefferson | ENTERGY TEXAS INC | SERC | 77.20 |  |  | FALSE
PG200014 | HYBRID GREEN ENERGY CORP | 20547 | PGC | HYBRID GREEN ENERGY | Solar | Williamson | ONCOR ELECTRIC DELIVERY COMPANY | ERCOT | 20.00 |  |  | FALSE
PG230043 | I-EYE STORAGE LLC | 20752 | PGC | I-eye Storage LLC | Other | Wharton | CENTERPOINT ENERGY HOUSTON ELECTRIC LLC | ERCOT | 9.96 |  | BESS | FALSE
PG100005 | ICARUS SOLAR SERVICES LLC | 20256 | PGC | ICARUS NO. 1 | Solar | Dallas | ONCOR ELECTRIC DELIVERY COMPANY | ERCOT | 0.01 |  |  | FALSE
PG240086 | IEP TEJAS VERDE LLC | 20870 | PGC | ORCHARD BESS | Other | Fort Bend | CENTERPOINT ENERGY HOUSTON ELECTRIC LLC | ERCOT | 9.99 |  | ENERGY STORAGE | FALSE
PG220020 | IGNACIO GRID LLC | 20669 | PGC | IGNACIO GRID ENERGY STORAGE FACILITY | Other | Hidalgo | SHARYLAND UTILITIES LLC | ERCOT | 100.00 |  | BATTERY STORAGE | FALSE
PG200006 | IMPACT SOLAR 1 LLC | 20538 | PGC | IMPACT_UNIT1 | Solar | Lamar | ONCOR ELECTRIC DELIVERY COMPANY | ERCOT | 260.00 | 9/10/2020 | the metered generation eligible for RECs is 198.5 MW | FALSE
PG240075 | IMPERIAL POWER PLANT LLC | 20846 | PGC | TBD | Other | Fort Bend | CENTERPOINT ENERGY HOUSTON ELECTRIC LLC | ERCOT | 147.60 |  | natural gas | FALSE
PG080176 | INADALE WIND FARM LLC | 20207 | PGC | Inadale Wind Farm, LLC | Other | Nolan | ONCOR ELECTRIC DELIVERY COMPANY | ERCOT | 9.90 |  | BATTERY STORAGE | FALSE
PG080176 | INADALE WIND FARM LLC | 20207 | PGC | Inadale Wind Farm, LLC | Wind | Nolan | ONCOR ELECTRIC DELIVERY COMPANY | ERCOT | 197.00 | 1/5/2009 |  | FALSE
PG080041 | INDIAN MESA WIND LLC | 20043 | PGC | Indian Mesa Wind Farm LLC | Wind | Pecos | AEP TEXAS NORTH | ERCOT | 91.80 | 5/14/2001 |  | FALSE
PG230012 | INERTIA ENERGY STORAGE LLC | 20724 | PGC | Inertia Energy Storage LLC | Other | Haskell | ELECTRIC TRANSMISSION TEXAS LLC | ERCOT | 13.00 |  | Storage | FALSE
PG220055 | INERTIA WIND PROJECT LLC | 20706 | PGC | INERTIA WIND PROJECT LLC | Wind | Haskell | AEP TEXAS NORTH | ERCOT | 350.00 | 11/28/2022 |  | FALSE
PG080006 | INGLESIDE COGENERATION LP | 20005 | PGC | Ingleside Cogeneration | Other | San Patricio | AEP TEXAS CENTRAL | ERCOT | 498.00 |  |  | FALSE
PG240077 | IP LUMINA BESS LLC | 20852 | PGC | IP LUMINA BESS LLC | Other | Scurry | WIND ENERGY TRANSMISSION TEXAS LLC | ERCOT | 160.00 |  | BESS | FALSE
PG240103 | IP LUMINA II BESS LLC | 20880 | PGC | IP LUMINA II BESS LLC | Other | Scurry | ELECTRIC TRANSMISSION TEXAS LLC | ERCOT | 160.00 |  | ENERGY STORAGE | FALSE
PG230004 | IP LUMINA II LLC | 20718 | PGC | IP Lumina Il LLC | Solar | Scurry | WIND ENERGY TRANSMISSION TEXAS LLC | ERCOT | 320.00 | 2/17/2023 |  | FALSE
PG230003 | IP LUMINA LLC | 20721 | PGC | IP Lumina LLC | Solar | Scurry | WIND ENERGY TRANSMISSION TEXAS LLC | ERCOT | 320.00 | 3/15/2023 |  | FALSE
PG240088 | IP RADIAN BESS LLC | 20868 | PGC | IP RADIAN BESS LLC | Other | Brown | ONCOR ELECTRIC DELIVERY COMPANY | ERCOT | 160.00 |  | ENERGY STORAGE | FALSE
PG220013 | IP RADIAN LLC | 20661 | PGC | IP RADIAN LLC | Solar | Brown | ONCOR ELECTRIC DELIVERY COMPANY | ERCOT | 320.00 | 5/23/2022 |  | FALSE
PG080013 | IPA OPERATIONS INC | 20013 | PGC | IPA OPERATIONS, INC. | Other | Ellis |  | ERCOT | 1,650.00 |  |  | FALSE
PG230029 | JACK COUNTY POWER LLC | 20744 | PGC | JACK COUNTY POWER LLC | Other | Jack | ONCOR ELECTRIC DELIVERY COMPANY | ERCOT | 1,272.00 |  | Combined cycle/Natural Gas | FALSE
PG090058 | JAHA-OPHIR | 20242 | PGC | Jaha Ophir | Solar | Collin | TEXAS-NEW MEXICO POWER COMPANY | ERCOT | 1.00 |  |  | FALSE
PG160023 | JAVELINA WIND ENERGY II LLC | 20405 | PGC | JAVELINA WIND ENERGY II LLC | Wind | Webb | AEP TEXAS CENTRAL | ERCOT | 200.00 | 10/6/2016 |  | FALSE
PG150033 | JAVELINA WIND ENERGY LLC | 20377 | PGC | JAVELINA WIND ENERGY LLC | Wind | Webb | AEP TEXAS CENTRAL | ERCOT | 249.70 |  |  | FALSE
PG100012 | JNC ENERGY LLC | 20263 | PGC | [8 empty] | FALSE
PG230030 | JOHNSON COUNTY POWER LLC | 20745 | PGC | JOHNSON COUNTY POWER LLC | Other | Johnson | ONCOR ELECTRIC DELIVERY COMPANY | ERCOT | 643.00 |  | Peaker/Natural Gas & Fuel Oil | FALSE
PG190053 | JUMBO HILL WIND PROJECT LLC | 20534 | PGC | JUMBO HILL | Wind | Andrews | ONCOR ELECTRIC DELIVERY COMPANY | ERCOT | 160.74 | 1/10/2020 |  | FALSE
PG190024 | KARANKAWA WIND LLC | 20510 | PGC | KARANKAWA WIND, LLC | Wind | San Patricio | AEP TEXAS CENTRAL | ERCOT | 307.06 | 7/15/2019 |  | FALSE
PG240016 | KCE TX 10 LLC | 20799 | PGC | KCE TX 10 (HUMMINGBIRD) | Other | Denton | ONCOR ELECTRIC DELIVERY COMPANY | ERCOT | 100.00 |  |  | FALSE
PG210042 | KCE TX 11 LLC | 20629 | PGC | KCE TX 11 | Other | Robertson | BRAZOS ELECTRIC POWER COOPERATIVE INC | ERCOT | 50.00 |  | BATTERY | FALSE
PG210043 | KCE TX 12 LLC | 20630 | PGC | KCE TX 12 | Other | Travis | LCRA TRANSMISSION SERVICES CORPORATION | ERCOT | 100.00 |  | BATTERY | FALSE
PG220046 | KCE TX 13 LLC | 20696 | PGC | KCE TX 13 | Other | Scurry | ONCOR ELECTRIC DELIVERY COMPANY | ERCOT | 50.00 |  | battery | FALSE
PG240017 | KCE TX 15 LLC | 20801 | PGC | KCE TX 15 (LIMOUSIN OAK) | Other | Grimes | CENTERPOINT ENERGY HOUSTON ELECTRIC LLC | ERCOT | 100.00 |  |  | FALSE
PG220047 | KCE TX 19 LLC | 20698 | PGC | KCE TX 19 | Other | Williamson | ONCOR ELECTRIC DELIVERY COMPANY | ERCOT | 50.00 |  | battery | FALSE
PG200005 | KCE TX 2 LLC | 20539 | PGC | KCE TX 2 | Other | Calhoun | SOUTHWEST TEXAS ELECTRIC COOPERATIVE INC | ERCOT | 9.90 |  | BATTERY | FALSE
PG220052 | KCE TX 21 LLC | 20702 | PGC | KCE TX 21 | Other | Williamson | ONCOR ELECTRIC DELIVERY COMPANY | ERCOT | 50.00 |  | BATTERY | FALSE
PG200011 | KCE TX 7 LLC | 20544 | PGC | KCE TX 7 | Other | Reeves | TEXAS-NEW MEXICO POWER COMPANY | ERCOT | 9.90 |  | BATTERY STORAGE FACILITY | FALSE
PG200002 | KCE TX 8 LLC | 20536 | PGC | KCE TX 8 | Other | Reeves | TEXAS-NEW MEXICO POWER COMPANY | ERCOT | 9.90 |  | BATTERY | FALSE
PG140018 | KEECHI WIND LLC | 20330 | PGC | KEECHI WIND LLC | Wind | Jack | BRAZOS ELECTRIC POWER COOPERATIVE INC | ERCOT | 110.00 | 7/15/2014 |  | FALSE
PG210037 | KING CREEK WIND FARM 1 LLC | 20627 | PGC | KING CREEK WIND FARM 1 LLC | Wind | Haskell | ONCOR ELECTRIC DELIVERY COMPANY | ERCOT | 184.00 | 2/15/2022 |  | FALSE
PG210038 | KING CREEK WIND FARM 2 LLC | 20628 | PGC | KING CREEK WIND FARM 2 LLC | Wind | Throckmorton | ONCOR ELECTRIC DELIVERY COMPANY | ERCOT | 209.00 | 2/14/2022 |  | FALSE
PG180034 | KING MOUNTAIN UPTON WIND LLC | 20483 | PGC | King Mountain Upton Wind LLC | Wind | Upton | LCRA TRANSMISSION SERVICES CORPORATION | ERCOT | 279.60 | 12/3/2018 |  | FALSE
EL080049 | KIOWA POWER PARTNERS LLC | 20080 | PGC | Kiowa Power Partners, LLC | Other | Fannin | ONCOR ELECTRIC DELIVERY COMPANY | ERCOT | 1,220.00 |  |  | FALSE
EL080049 | KIOWA POWER PARTNERS LLC | 20080 | PGC | Tenaska Frontier Partners LTD | Other | Grimes | CENTERPOINT ENERGY HOUSTON ELECTRIC LLC | ERCOT | 830.00 |  |  | FALSE
EL080049 | KIOWA POWER PARTNERS LLC | 20080 | PGC | Tenaska Gateway Partners LTD | Other | Rusk | RUSK COUNTY ELECTRIC COOPERATIVE INC | ERCOT | 845.00 |  |  | FALSE
EL080049 | KIOWA POWER PARTNERS LLC | 20080 | PGC | Tenaska III Texas Partners | Other | Lamar | ONCOR ELECTRIC DELIVERY COMPANY | ERCOT | 238.80 |  |  | FALSE
PG110010 | KODE NOVUS I LLC | 20268 | PGC | KODE NOVUS I | Other | Hansford | SOUTHWESTERN PUBLIC SERVICE COMPANY | SPP | 80.00 | 6/13/2012 |  | FALSE
PG120014 | KODE NOVUS II LLC | 20290 | PGC | KODE NOVUS II LLC | Wind | Hansford | SOUTHWESTERN PUBLIC SERVICE COMPANY | SPP | 40.00 |  |  | FALSE
PG240066 | LA CASA WIND LLC | 20821 | PGC | LA CASA WIND LLC | Wind | Stephens | ONCOR ELECTRIC DELIVERY COMPANY | ERCOT | 150.68 |  |  | FALSE
PG190034 | LA CHALUPA LLC | 20516 | PGC | LA CHALUPA WIND FARM | Wind | Cameron | AEP TEXAS CENTRAL | ERCOT | 198.45 | 4/9/2020 |  | FALSE
PG160008 | LA FRONTERA HOLDINGS LLC | 20395 | PGC | Forney Energy Center | Other | Kaufman | ONCOR ELECTRIC DELIVERY COMPANY | ERCOT | 1,822.00 |  | Fossil fuels | FALSE
PG160008 | LA FRONTERA HOLDINGS LLC | 20395 | PGC | Lamar Power Project | Other | Lamar | ONCOR ELECTRIC DELIVERY COMPANY | ERCOT | 1,040.00 |  | Fossil fuels | FALSE
PG160008 | LA FRONTERA HOLDINGS LLC | 20395 | PGC | ODESSA ECTOR POWER PLANT | Other | Ector | ONCOR ELECTRIC DELIVERY COMPANY | ERCOT | 1,062.00 |  |  | FALSE
PG230042 | LABATT FOOD SERVICE LLC | 70096 | SG | Labatt Dallas | Other | Dallas | ONCOR ELECTRIC DELIVERY COMPANY | ERCOT | 1.00 |  | Natural Gas | FALSE
PG230052 | LABATT FOOD SERVICE LLC | 70095 | SG | Labatt San Antonio | Other | Bexar | CPS ENERGY | ERCOT | 3.00 |  |  | FALSE
PG220051 | LACY CREEK WIND LLC | 20701 | PGC | Lacy Creek Wind Energy Center | Other | Sterling | WIND ENERGY TRANSMISSION TEXAS LLC | ERCOT | 301.26 | 10/28/2022 | WIND | FALSE
PG180023 | LAMESA SOLAR II LLC | 20476 | PGC | LAMESA SOLAR II LLC | Solar | Dawson | ONCOR ELECTRIC DELIVERY COMPANY | ERCOT | 50.00 | 8/27/2018 |  | FALSE
PG170029 | LAMPWICK SOLAR LLC | 20439 | PGC | LAMPWICK SOLAR LLC | Solar | Menard | Oncor Electric Delivery Company NTU LLC | ERCOT | 7.50 | 1/31/2019 |  | FALSE
PG110007 | LAND RUNNERS CORPORATION DBA ENERGY RUNNERS | 20275 | PGC | ENERGY RUNNERS SOLAR UNIT | Solar | Andrews | ONCOR ELECTRIC DELIVERY COMPANY | ERCOT | 20.00 |  |  | FALSE
PG090061 | LANGFORD WIND POWER LLC | 20245 | PGC | Langford Wind Power LLC | Wind | Tom Green | AEP TEXAS NORTH | ERCOT | 159.96 | 8/4/2009 | change from 150 to 159.96 effective 11/2020 | FALSE
PG190038 | LAPETUS ENERGY PROJECT LLC | 20521 | PGC | LAPETUS ENERGY PROJECT, LLC | Solar | Andrews | ONCOR ELECTRIC DELIVERY COMPANY | ERCOT | 100.00 | 10/17/2019 |  | FALSE
PG080050 | LaPORTE POWER LLC | 20053 | PGC | GT1 | Other | Harris | CENTERPOINT ENERGY HOUSTON ELECTRIC LLC | ERCOT | 36.00 |  |  | FALSE
PG080050 | LaPORTE POWER LLC | 20053 | PGC | GT2 | Other | Harris | CENTERPOINT ENERGY HOUSTON ELECTRIC LLC | ERCOT | 36.00 |  |  | FALSE
PG080050 | LaPORTE POWER LLC | 20053 | PGC | GT3 | Other | Harris | CENTERPOINT ENERGY HOUSTON ELECTRIC LLC | ERCOT | 36.00 |  |  | FALSE
PG080050 | LaPORTE POWER LLC | 20053 | PGC | GT4 | Other | Harris | CENTERPOINT ENERGY HOUSTON ELECTRIC LLC | ERCOT | 36.00 |  |  | FALSE
PG200008 | LAS LOMAS WIND PROJECT LLC | 20541 | PGC | LAS LOMAS WIND PROJECT LLC | Wind | Zapata | AEP TEXAS CENTRAL | ERCOT | 201.60 | 8/19/2020 |  | FALSE
PG200010 | LAS MAJADAS WIND FARM LLC | 20543 | PGC | LAS MAJADAS WIND FARM | Wind | Willacy | AEP TEXAS CENTRAL | ERCOT | 272.60 | 5/12/2020 |  | FALSE
PG170024 | LEON SOLAR LLC | 20435 | PGC | LEON SOLAR LLC | Solar | Hunt | Oncor Electric Delivery Company NTU LLC | ERCOT | 10.00 | 7/10/2017 |  | FALSE
PG240079 | LEUVEN SOLAR FARM 1 LLC | 20855 | PGC | LEUVEN SOLAR FARM 1 LLC | Solar | Dimmit | AEP TEXAS CENTRAL | ERCOT | 1.80 |  |  | FALSE
PG240097 | LIBERTY 1 SOLAR LLC | 20866 | PGC | LIBERTY 1 SOLAR LLC | Solar | Liberty | CENTERPOINT ENERGY HOUSTON ELECTRIC LLC | ERCOT | 60.00 | 9/23/2024 |  | FALSE
PG240076 | LIBERTY COUNTY SOLAR PROJECT LLC | 20850 | PGC | Liberty Solar | Solar | Liberty | OTHER - NON ERCOT | SPP | 99.96 | 8/21/2024 |  | FALSE
PG230005 | LIBRA STORAGE LLC | 20719 | PGC | LIBRA STORAGE LLC | Other | Guadalupe | CPS ENERGY | ERCOT | 202.00 |  |  | FALSE
PG160022 | LIGHT TOWER RENTALS INC | 20406 | PGC | PANTHER PLANT | Other | Ector | ONCOR ELECTRIC DELIVERY COMPANY | ERCOT | 8.28 |  |  | FALSE
PG200039 | LILY SOLAR LLC | 20570 | PGC | LILY SOLAR | Solar | Kaufman | RAYBURN COUNTRY ELETRIC COOPERATIVE INC | ERCOT | 147.63 | 4/29/2021 | BATTER STORAGE FACILITY - 51.74MW | FALSE
PG220027 | LIMESTONE WIND PROJECT LLC | 20678 | PGC | LIMESTONE WIND PROJECT LLC | Wind | Navarro | ONCOR ELECTRIC DELIVERY COMPANY | ERCOT | 299.20 | 6/10/2022 |  | FALSE
PG240084 | LIMEWOOD BELL RENEWABLES LLC | 20873 | PGC | LIMEWOOD | Solar | Bell | ONCOR ELECTRIC DELIVERY COMPANY | ERCOT | 204.00 |  |  | FALSE
PG180022 | LIVE OAK WIND PROJECT LLC | 20473 | PGC | LIVE OAK WIND PROJECT LLC | Wind | Schleicher | AEP TEXAS NORTH | ERCOT | 199.50 | 8/27/2018 |  | FALSE
PG080003 | LLANO ESTACADO WIND LP | 20002 | PGC | Llano Estacado Wind Ranch at White Deer | Wind | Carson | SOUTHWESTERN PUBLIC SERVICE COMPANY | SPP | 80.00 | 4/17/2001 |  | FALSE
PG180035 | LOCKETT WINDFARM LLC | 20484 | PGC | LOCKETT WINDFARM, LLC | Wind | Wilbarger | ELECTRIC TRANSMISSION TEXAS LLC | ERCOT | 183.75 | 1/29/2019 |  | FALSE
PG150005 | LOGANS GAP WIND LLC | 20351 | PGC | LOGAN'S GAP WIND LLC | Wind | Comanche | ONCOR ELECTRIC DELIVERY COMPANY | ERCOT | 200.10 | 1/28/2015 |  | FALSE
PG080005 | LONE STAR STEEL SALES COMPANY | 20004 | PGC | Lone star steel sales company | Other | Morris | SOUTHWESTERN ELECTRIC POWER COMPANY | SPP | 30.00 |  |  | FALSE
PG140030 | LONESTAR WIND POWER COMPANY | 20340 | PGC | [8 empty] | FALSE
PG240048 | LONGBOW BESS LLC | 20832 | PGC | LONGBOW BESS LLC | Other | Brazoria | CENTERPOINT ENERGY HOUSTON ELECTRIC LLC | ERCOT | 174.00 |  | BATTERY STORAGE | FALSE
PG220035 | LONGBOW SOLAR LLC | 20685 | PGC | LONGBOW SOLAR LLC | Solar | Brazoria | CENTERPOINT ENERGY HOUSTON ELECTRIC LLC | ERCOT | 87.00 | 7/1/2022 |  | FALSE
PG240023 | LONGHORN STORAGE LLC | 20802 | PGC | LONGHORN STORAGE LLC | Other | Eastland | LONE STAR TRANSMISSION LLC | ERCOT | 135.00 |  | BESS | FALSE
PG140006 | LONGHORN WIND PROJECT LLC | 20319 | PGC | LONGHORN WIND PROJECT LLC | Wind | Floyd | LIGHTHOUSE ELECTRIC COOPERATIVE INC | ERCOT | 200.00 | 2/18/2014 |  | FALSE
PG090064 | LORAINE WINDPARK PROJECT LLC | 20247 | PGC | Loraine Windpark Project, LLC | Wind | Mitchell | ONCOR ELECTRIC DELIVERY COMPANY | ERCOT | 250.50 | 10/14/2009 |  | FALSE
PG180018 | LORENZO WIND LLC | 20470 | PGC | Lorenzo Wind, LLC | Wind | Crosby | SOUTHWESTERN PUBLIC SERVICE COMPANY | SPP | 80.00 | 6/28/2018 |  | FALSE
PG230045 | LOS CUERNOS INC | 70098 | SG | LOS CUERNOS | Solar | La Salle | MEDINA ELECTRIC COOPERATIVE INC | ERCOT | 0.23 |  |  | FALSE
PG120016 | LOS VIENTOS WINDPOWER 1A LLC | 20294 | PGC | LOS VIENTOS WINDPOWER 1A LLC | Wind | Cameron | CPS ENERGY | ERCOT | 200.10 | 10/22/2012 |  | FALSE
PG120017 | LOS VIENTOS WINDPOWER 1B LLC | 20293 | PGC | LOS VIENTOS WINDPOWER 1B LLC | Wind | Willacy | CPS ENERGY | ERCOT | 201.60 | 10/22/2012 |  | FALSE
PG150009 | LOS VIENTOS WINDPOWER III LLC | 20356 | PGC | LOS VIENTOS III WINDPOWER LVW3 | Wind | Starr | AEP TEXAS CENTRAL | ERCOT | 200.00 | 4/29/2015 |  | FALSE
PG160004 | LOS VIENTOS WINDPOWER IV LLC | 20389 | PGC | LOS VIENTOS WINDPOWER IV LLC | Wind | Starr | AEP TEXAS CENTRAL | ERCOT | 200.00 | 3/14/2016 |  | FALSE
PG150030 | LOS VIENTOS WINDPOWER V LLC | 20374 | PGC | LOS VIENTOS WINDPOWER V LLC | Wind | Starr | AEP TEXAS NORTH | ERCOT | 110.00 | 11/3/2015 |  | FALSE
PG180008 | LUMINACE SOLAR TEXAS LLC | 20463 | PGC | FRITZ I | Solar | Kimble | PEDERNALES ELECTRIC COOPERATIVE INC | ERCOT | 1.00 | 4/3/2018 |  | FALSE
PG180008 | LUMINACE SOLAR TEXAS LLC | 20463 | PGC | JOHNSON CITY I | Solar | Blanco | PEDERNALES ELECTRIC COOPERATIVE INC | ERCOT | 1.00 | 4/3/2018 |  | FALSE
PG180008 | LUMINACE SOLAR TEXAS LLC | 20463 | PGC | JOHNSON CITY II | Solar | Blanco | PEDERNALES ELECTRIC COOPERATIVE INC | ERCOT | 1.00 | 3/29/2018 |  | FALSE
PG180008 | LUMINACE SOLAR TEXAS LLC | 20463 | PGC | PERRIN I | Solar | Burnet | PEDERNALES ELECTRIC COOPERATIVE INC | ERCOT | 1.00 | 4/3/2018 |  | FALSE
PG180008 | LUMINACE SOLAR TEXAS LLC | 20463 | PGC | PERRIN II | Solar | Burnet | PEDERNALES ELECTRIC COOPERATIVE INC | ERCOT | 1.00 | 4/3/2018 |  | FALSE
PG180008 | LUMINACE SOLAR TEXAS LLC | 20463 | PGC | PERRIN III | Solar | Burnet | PEDERNALES ELECTRIC COOPERATIVE INC | ERCOT | 1.00 | 4/3/2018 |  | FALSE
PG180008 | LUMINACE SOLAR TEXAS LLC | 20463 | PGC | PERRIN IV | Solar | Burnet | PEDERNALES ELECTRIC COOPERATIVE INC | ERCOT | 1.00 | 4/3/2018 |  | FALSE
PG180008 | LUMINACE SOLAR TEXAS LLC | 20463 | PGC | STOUT DRAKE I | Solar | Williamson | PEDERNALES ELECTRIC COOPERATIVE INC | ERCOT | 1.00 | 4/3/2018 |  | FALSE
PG180008 | LUMINACE SOLAR TEXAS LLC | 20463 | PGC | STOUT DRAKE II | Solar | Williamson | PEDERNALES ELECTRIC COOPERATIVE INC | ERCOT | 1.00 | 4/3/2018 |  | FALSE
PG180008 | LUMINACE SOLAR TEXAS LLC | 20463 | PGC | STOUT DRAKE III | Solar | Williamson | PEDERNALES ELECTRIC COOPERATIVE INC | ERCOT | 1.00 | 4/3/2018 |  | FALSE
PG180008 | LUMINACE SOLAR TEXAS LLC | 20463 | PGC | STOUT DRAKE IV | Solar | Williamson | PEDERNALES ELECTRIC COOPERATIVE INC | ERCOT | 1.00 | 4/3/2018 |  | FALSE
PG080171 | LUMINANT GENERATION COMPANY LLC | 20202 | PGC | DeCordova CT1 | Other | Hood | ONCOR ELECTRIC DELIVERY COMPANY | ERCOT | 69.00 |  |  | FALSE
PG080171 | LUMINANT GENERATION COMPANY LLC | 20202 | PGC | DeCordova CT2 | Other | Hood | ONCOR ELECTRIC DELIVERY COMPANY | ERCOT | 69.00 |  |  | FALSE
PG080171 | LUMINANT GENERATION COMPANY LLC | 20202 | PGC | DeCordova CT3 | Other | Hood | ONCOR ELECTRIC DELIVERY COMPANY | ERCOT | 68.00 |  |  | FALSE
PG080171 | LUMINANT GENERATION COMPANY LLC | 20202 | PGC | DeCordova CT4 | Other | Hood | ONCOR ELECTRIC DELIVERY COMPANY | ERCOT | 69.00 |  |  | FALSE
PG080171 | LUMINANT GENERATION COMPANY LLC | 20202 | PGC | Graham 1 | Other | Young | ONCOR ELECTRIC DELIVERY COMPANY | ERCOT | 234.00 |  |  | FALSE
PG080171 | LUMINANT GENERATION COMPANY LLC | 20202 | PGC | Graham 2 | Other | Young | ONCOR ELECTRIC DELIVERY COMPANY | ERCOT | 390.00 |  |  | FALSE
PG080171 | LUMINANT GENERATION COMPANY LLC | 20202 | PGC | Lake Hubbard 1 | Other | Dallas | ONCOR ELECTRIC DELIVERY COMPANY | ERCOT | 392.00 |  |  | FALSE
PG080171 | LUMINANT GENERATION COMPANY LLC | 20202 | PGC | Lake Hubbard 2 | Other | Dallas | ONCOR ELECTRIC DELIVERY COMPANY | ERCOT | 523.00 |  |  | FALSE
PG080171 | LUMINANT GENERATION COMPANY LLC | 20202 | PGC | Martin Lake 1 | Other | Rusk | ONCOR ELECTRIC DELIVERY COMPANY | ERCOT | 800.00 |  |  | FALSE
PG080171 | LUMINANT GENERATION COMPANY LLC | 20202 | PGC | Martin Lake 2 | Other | Rusk | ONCOR ELECTRIC DELIVERY COMPANY | ERCOT | 805.00 |  |  | FALSE
PG080171 | LUMINANT GENERATION COMPANY LLC | 20202 | PGC | Martin Lake 3 | Other | Rusk | ONCOR ELECTRIC DELIVERY COMPANY | ERCOT | 805.00 |  |  | FALSE
PG080171 | LUMINANT GENERATION COMPANY LLC | 20202 | PGC | Morgan Creek 1 | Other | Mitchell | ONCOR ELECTRIC DELIVERY COMPANY | ERCOT | 66.00 |  |  | FALSE
PG080171 | LUMINANT GENERATION COMPANY LLC | 20202 | PGC | Morgan Creek 2 | Other | Mitchell | ONCOR ELECTRIC DELIVERY COMPANY | ERCOT | 65.00 |  |  | FALSE
PG080171 | LUMINANT GENERATION COMPANY LLC | 20202 | PGC | Morgan Creek 3 | Other | Mitchell | ONCOR ELECTRIC DELIVERY COMPANY | ERCOT | 65.00 |  |  | FALSE
PG080171 | LUMINANT GENERATION COMPANY LLC | 20202 | PGC | Morgan Creek 4 | Other | Mitchell | ONCOR ELECTRIC DELIVERY COMPANY | ERCOT | 67.00 |  |  | FALSE
PG080171 | LUMINANT GENERATION COMPANY LLC | 20202 | PGC | Morgan Creek 5 | Other | Mitchell | ONCOR ELECTRIC DELIVERY COMPANY | ERCOT | 67.00 |  |  | FALSE
PG080171 | LUMINANT GENERATION COMPANY LLC | 20202 | PGC | Morgan Creek 6 | Other | Mitchell | ONCOR ELECTRIC DELIVERY COMPANY | ERCOT | 67.00 |  |  | FALSE
PG080171 | LUMINANT GENERATION COMPANY LLC | 20202 | PGC | Permian Basin 1 | Other | Ward | ONCOR ELECTRIC DELIVERY COMPANY | ERCOT | 63.00 |  |  | FALSE
PG080171 | LUMINANT GENERATION COMPANY LLC | 20202 | PGC | Permian Basin 2 | Other | Ward | ONCOR ELECTRIC DELIVERY COMPANY | ERCOT | 64.00 |  |  | FALSE
PG080171 | LUMINANT GENERATION COMPANY LLC | 20202 | PGC | Permian Basin 3 | Other | Ward | ONCOR ELECTRIC DELIVERY COMPANY | ERCOT | 64.00 |  |  | FALSE
PG080171 | LUMINANT GENERATION COMPANY LLC | 20202 | PGC | Permian Basin 4 | Other | Ward | ONCOR ELECTRIC DELIVERY COMPANY | ERCOT | 64.00 |  |  | FALSE
PG080171 | LUMINANT GENERATION COMPANY LLC | 20202 | PGC | Permian Basin 5 | Other | Ward | ONCOR ELECTRIC DELIVERY COMPANY | ERCOT | 65.00 |  |  | FALSE
PG080171 | LUMINANT GENERATION COMPANY LLC | 20202 | PGC | Stryker Creek 1 | Other | Cherokee | ONCOR ELECTRIC DELIVERY COMPANY | ERCOT | 167.00 |  |  | FALSE
PG080171 | LUMINANT GENERATION COMPANY LLC | 20202 | PGC | Stryker Creek 2 | Other | Cherokee | ONCOR ELECTRIC DELIVERY COMPANY | ERCOT | 502.00 |  |  | FALSE
PG080171 | LUMINANT GENERATION COMPANY LLC | 20202 | PGC | Stryker Creek Diesels 1-5 | Other | Cherokee | ONCOR ELECTRIC DELIVERY COMPANY | ERCOT | 10.00 |  |  | FALSE
PG080171 | LUMINANT GENERATION COMPANY LLC | 20202 | PGC | Trinidad 6 | Other | Henderson | ONCOR ELECTRIC DELIVERY COMPANY | ERCOT | 235.00 |  |  | FALSE
PG080171 | LUMINANT GENERATION COMPANY LLC | 20202 | PGC | Trinidad Diesels 1-2 | Other | Henderson | ONCOR ELECTRIC DELIVERY COMPANY | ERCOT | 4.00 |  |  | FALSE
PG220019 | MADERO GRID LLC | 20671 | PGC | Madero Grid Energy Storage Facility | Other | Hidalgo | SHARYLAND UTILITIES LLC | ERCOT | 100.00 |  | BATTERY STORAGE | FALSE
PG120002 | MAGIC VALLEY WIND FARM I LLC | 20278 | PGC | MAGIC VALLEY WIND FARM I LLC | Wind | Willacy | AEP TEXAS CENTRAL | ERCOT | 203.28 | 5/16/2012 |  | FALSE
PG140021 | MAJOR OAK POWER LLC | 20332 | PGC | TWIN OAKS POWER STATION | Other | Robertson | ONCOR ELECTRIC DELIVERY COMPANY | ERCOT | 306.50 |  |  | FALSE
PG240045 | MALAKOFF SOLAR I LLC | 20823 | PGC | MALAKOFF SOLAR I LLC | Solar | Henderson | ONCOR ELECTRIC DELIVERY COMPANY | ERCOT | 4.99 | 1/27/2025 |  | FALSE
PG240046 | MALAKOFF SOLAR II LLC | 20830 | PGC | MALAKOFF SOLAR II LLC | Solar | Henderson | ONCOR ELECTRIC DELIVERY COMPANY | ERCOT | 4.99 | 1/24/2025 |  | FALSE
PG160015 | MARIAH DEL NORTE LLC | 20401 | PGC | MARIAH DEL NORTE | Wind | Parmer | Oncor Electric Delivery Company NTU LLC | ERCOT | 230.40 |  |  | FALSE
PG210060 | MARK ONE GENERATING LLC | 20647 | PGC | MARK ONE GENERATING | Other | Brazoria | CENTERPOINT ENERGY HOUSTON ELECTRIC LLC | ERCOT | 267.60 |  | Natural Gas | FALSE
PG220050 | MARK ONE II LLC | 20699 | PGC | Mark One Il | Other | Brazoria | CENTERPOINT ENERGY HOUSTON ELECTRIC LLC | ERCOT | 178.00 |  | NATURAL GAS | FALSE
PG240060 | MARKUM SOLAR FARM LLC | 20817 | PGC | MARKUM SOLAR FARM LLC | Solar | Bosque | BRAZOS ELECTRIC POWER COOPERATIVE INC | ERCOT | 161.00 | 7/10/2024 |  | FALSE
PG170011 | MARLIN SOLAR LLC | 20423 | PGC | MARLIN SOLAR | Solar | Falls | ONCOR ELECTRIC DELIVERY COMPANY | ERCOT | 5.28 | 5/8/2017 |  | FALSE
PG180037 | MARS SOLAR LLC | 20486 | PGC | MARS SOLAR, LLC | Solar | Webb | AEP TEXAS CENTRAL | ERCOT | 10.00 | 1/31/2019 |  | FALSE
PG200030 | MARYNEAL WINDPOWER LLC | 20561 | PGC | MARYNEAL WINDPOWER LLC | Wind | Nolan | LCRA TRANSMISSION SERVICES CORPORATION | ERCOT | 182.40 | 7/31/2020 |  | FALSE
PG220040 | MATTA POWER STATION LLC | 20690 | PGC | MATTA POWER STATION LLC | Other | Reeves | AEP TEXAS NORTH | ERCOT | 9.95 |  | BATTERY STORAGE | FALSE
PG240067 | MAVERICK CLEAN ENERGY CENTER LLC |  |  | MAVERICK CLEAN ENERGY CENTER LLC | Other | Brazoria | CENTERPOINT ENERGY HOUSTON ELECTRIC LLC | ERCOT | 9.99 |  | BATTERGY STORAGE | FALSE
PG080112 | MAVERICK COUNTY WATER CONTROL AND IMPROVEMENT DISTRICT NO 1 | 20141 | PGC | Eagle Pass Hydro Facility | Hydroelectric | Maverick | AEP TEXAS CENTRAL | ERCOT | 6.00 |  |  | FALSE
PG200038 | MAVERICK CREEK WIND LLC | 20571 | PGC | MAVERICK CREEK WIND PROJECT | Wind | Concho | LCRA TRANSMISSION SERVICES CORPORATION | ERCOT | 491.60 | 9/1/2020 |  | FALSE
PG080191 | MCADOO WIND ENERGY LLC | 20222 | PGC | McAdoo Wind Energy Center | Wind | Dickens | LIGHTHOUSE ELECTRIC COOPERATIVE INC | ERCOT | 154.00 | 8/29/2008 |  | FALSE
PG190006 | MCCRAE WIND ENERGY II LLC | 20492 | PGC | MCCRAE WIND ENERGY II | Wind | Glasscock | WIND ENERGY TRANSMISSION TEXAS LLC | ERCOT | 162.20 | 10/11/2019 |  | FALSE
PG110002 | MCKINNEY LFG LLC | 20267 | PGC | McKinney LFG LLC | Other | Collin | ONCOR ELECTRIC DELIVERY COMPANY | ERCOT | 3.20 | 3/29/2011 | FACILITY CHANGE-TERMINATED OPERATIONS ON 3-21-2016 | FALSE
PG080184 | MESA POWER PAMPA LLC | 20215 | PGC | Mesa Power Pampa, LLC | Wind | Carson | ONCOR ELECTRIC DELIVERY COMPANY | ERCOT | 1,000.00 |  |  | FALSE
PG140015 | MESQUITE CREEK WIND LLC | 20328 | PGC | MESQUITE CREEK WIND | Wind | Dawson | WIND ENERGY TRANSMISSION TEXAS LLC | ERCOT | 211.22 | 9/22/2014 |  | FALSE
PG080160 | MESQUITE FUELS & AGRICULTURE INC | 20191 | PGC | Hamlin Power Plant | Biomass | Jones | AEP TEXAS CENTRAL | ERCOT | 7.70 |  |  | FALSE
PG190040 | MESQUITE STAR SPECIAL LLC | 20522 | PGC | WHITEHORSE WIND PROJECT | Wind | Fisher | LONE STAR TRANSMISSION LLC | ERCOT | 418.90 | 9/5/2019 |  | FALSE
PG080126 | MESQUITE WIND LLC | 20156 | PGC | MESQUITE WIND, LLC | Wind | Shackelford | ONCOR ELECTRIC DELIVERY COMPANY | ERCOT | 190.00 |  |  | FALSE
PG190037 | MESTENO WINDPOWER LLC | 20520 | PGC | MESTENO WINDPOWER, LLC | Wind | Starr | AEP TEXAS CENTRAL | ERCOT | 201.60 | 7/31/2019 |  | FALSE
PG240049 | MEXIA SOLAR I LLC | 20834 | PGC | MEXIA SOLAR I LLC | Solar | Limestone | ONCOR ELECTRIC DELIVERY COMPANY | ERCOT | 4.00 | 12/20/2024 |  | FALSE
PG240069 | MEXIA SOLAR II LLC | 20837 | PGC | MEXIA SOLAR II LLC | Solar | Limestone | ONCOR ELECTRIC DELIVERY COMPANY | ERCOT | 4.00 | 12/20/2024 |  | FALSE
PG140029 | MIAMI WIND I LLC | 20314 | PGC | MIAMI WIND I LLC | Wind | Gray | CROSS TEXAS TRANSMISSION LLC | ERCOT | 288.60 | 4/16/2014 |  | FALSE
PG080014 | MIDLOTHIAN ENERGY LLC | 20014 | PGC | MIDLOTHIAN ENERGY LIMITED PARTNERSHIP | Other | Ellis |  | ERCOT | 1,650.00 |  |  | FALSE
PG230048 | MIDWAY BESS STATION LLC | 20759 | PGC | MIDWAY BESS STATION, LLC | Other | Ector | ONCOR ELECTRIC DELIVERY COMPANY | ERCOT | 9.95 |  | BESS | FALSE
PG170042 | MIDWAY SOLAR LLC | 20451 | PGC | MIDWAY SOLAR LLC | Solar | Pecos | ELECTRIC TRANSMISSION TEXAS LLC | ERCOT | 182.00 | 5/15/2018 | 5/15/2018 REC IS FOR 178.5 MW | FALSE
PG150043 | MIDWAY WIND LLC | 20379 | PGC | MIDWAY WIND | Wind | San Patricio | AEP TEXAS CENTRAL | ERCOT | 162.86 | 12/7/2018 |  | FALSE
PG250033 | MILLERS BRANCH SOLAR LLC | 20902 | PGC | BRASSF_S_BF1UNIT1 | Solar | Haskell | AEP TEXAS NORTH | ERCOT | 200.00 |  |  | FALSE
PG250033 | MILLERS BRANCH SOLAR LLC | 20902 | PGC | BRASSF_S_BF1UNIT12 | Solar | Haskell | AEP TEXAS NORTH | ERCOT | 180.00 |  |  | FALSE
PG080034 | MIRANT WICHITA FALLS MANAGEMENT INC | 20035 | PGC | Southern Energy, Wichita Falls | Other | Wichita | TEXAS-NEW MEXICO POWER COMPANY | ERCOT | 77.00 |  |  | FALSE
PG190031 | MISAE LESSEE LLC | 20513 | PGC | CHILDRESS SOLAR PARK LLC | Solar | Childress | WIND ENERGY TRANSMISSION TEXAS LLC | ERCOT | 240.00 | 12/4/2019 |  | FALSE
PG230050 | MOCKINGBIRD SOLAR CENTER LLC | 20758 | PGC | MOCKINGBIRD SOLAR CENTER LLC | Solar | Lamar | ONCOR ELECTRIC DELIVERY COMPANY | ERCOT | 470.00 | 12/12/2023 |  | FALSE
PG230067 | MONTGOMERY RANCH WIND FARM LLC | 20761 | PGC | MONTGOMERY RANCH WIND FARM LLC | Wind | Foard | ELECTRIC TRANSMISSION TEXAS LLC | ERCOT | 203.00 | 5/1/2024 |  | FALSE
PG240054 | MORROW LAKE SOLAR LLC | 20840 | PGC | MORROW LAKE SOLAR | Solar | Frio | OTHER - NON ERCOT | ERCOT | 200.00 | 8/12/2024 |  | FALSE
PG140025 | MOUNTAIN CREEK POWER LLC | 20335 | PGC | UNIT 6 | Other | Dallas | ONCOR ELECTRIC DELIVERY COMPANY | ERCOT | 122.00 |  |  | FALSE
PG140025 | MOUNTAIN CREEK POWER LLC | 20335 | PGC | UNIT 7 | Other | Dallas | ONCOR ELECTRIC DELIVERY COMPANY | ERCOT | 118.00 |  |  | FALSE
PG140025 | MOUNTAIN CREEK POWER LLC | 20335 | PGC | UNIT 8 | Other | Dallas | ONCOR ELECTRIC DELIVERY COMPANY | ERCOT | 568.00 |  |  | FALSE
PG130003 | MOZART WIND LLC | 20303 | PGC | BAYWA RE MOZART LLC | Wind | Stonewall | AEP TEXAS NORTH | ERCOT | 30.00 | 3/28/2013 |  | FALSE
PG230011 | MYRTLE SOLAR LLC | 20722 | PGC | Myrtle Solar LLC | Solar | Brazoria | CENTERPOINT ENERGY HOUSTON ELECTRIC LLC | ERCOT | 313.00 | 2/10/2023 |  | FALSE
PG230074 | MYRTLE STORAGE LLC | 20763 | PGC | MYRTLE STORAGE LLC | Other | Brazoria | CENTERPOINT ENERGY HOUSTON ELECTRIC LLC | ERCOT | 150.00 |  | BESS | FALSE
PG120007 | NELSON GARDENS ENERGY LLC | 20283 | PGC | NELSON GARDENS ENERGY PLANT | Other | Bexar | CPS ENERGY | ERCOT | 4.24 | 2/3/2014 |  | FALSE
PG080121 | NELSON GARDENS LANDFILL POWER LTD | 20151 | PGC | Nelson Gardens Landfill Power Plant | Methane Gas | Bexar | CPS ENERGY | ERCOT | 4.00 |  |  | FALSE
PG180025 | NET POWER LLC | 20478 | PGC | MIRAGE | Other | Harris | CENTERPOINT ENERGY HOUSTON ELECTRIC LLC | ERCOT | 25.00 |  |  | FALSE
PG250032 | NEW HICKORY SOLAR LLC | 20891 | PGC | NEW HICKORY SOLAR LLC | Solar | Jackson | CPS ENERGY | ERCOT | 206.00 |  |  | FALSE
PG080023 | NEWGULF POWER VENTURE INC | 20024 | PGC | Newgulf Power Venture, Inc. | Other | Wharton | CENTERPOINT ENERGY HOUSTON ELECTRIC LLC | ERCOT | 80.00 |  |  | FALSE
PG140033 | NEWMAN SOLAR LLC | 20343 | PGC | NEWMAN SOLAR LLC | Solar | El Paso | EL PASO ELECTRIC COMPANY | WECC | 10.53 | 12/17/2014 |  | FALSE
PG150022 | NIRE HOLDINGS CORP | 20366 | PGC | 3MW PROJECT | Wind | Lubbock | SOUTH PLAINS ELECTRIC COOPERATIVE INC | SPP | 3.00 |  |  | FALSE
PG150022 | NIRE HOLDINGS CORP | 20366 | PGC | ALSOM WIND TEXAS | Wind | Lubbock | SOUTH PLAINS ELECTRIC COOPERATIVE INC | SPP | 1.67 |  |  | FALSE
PG150022 | NIRE HOLDINGS CORP | 20366 | PGC | GE P3 | Wind | Lubbock | SOUTH PLAINS ELECTRIC COOPERATIVE INC | SPP | 3.05 |  |  | FALSE
PG150022 | NIRE HOLDINGS CORP | 20366 | PGC | PROJECT PRIARIE DOG | Wind | Lubbock | SOUTH PLAINS ELECTRIC COOPERATIVE INC | SPP | 2.50 |  |  | FALSE
PG150022 | NIRE HOLDINGS CORP | 20366 | PGC | PROJECT PRIARIE DOG II | Wind | Lubbock | SOUTH PLAINS ELECTRIC COOPERATIVE INC | SPP | 3.00 |  |  | FALSE
PG150022 | NIRE HOLDINGS CORP | 20366 | PGC | SWiFT | Wind | Lubbock | SOUTH PLAINS ELECTRIC COOPERATIVE INC | SPP | 0.90 |  |  | FALSE
PG150022 | NIRE HOLDINGS CORP | 20366 | PGC | TTU Solar | Solar | Lubbock | SOUTH PLAINS ELECTRIC COOPERATIVE INC | SPP | 0.15 |  |  | FALSE
PG170006 | NORTH GAINSVILLE SOLAR LLC | 20415 | PGC | NORTH GAINESVILLE SOLAR LLC | Solar | Cooke | ONCOR ELECTRIC DELIVERY COMPANY | ERCOT | 5.17 | 5/8/2017 |  | FALSE
PG140034 | NORTHSTAR WIND POWER COMPANY | 20345 | PGC | NORTHSTAR WIND POWER COMPANY (NWPC) | Wind | San Patricio | SOUTHWEST TEXAS ELECTRIC COOPERATIVE INC | ERCOT | 10.00 |  |  | FALSE
PG080220 | NOTREES WINDPOWER LP | 20236 | PGC | Notrees Windpower, LP | Wind | Ector | ONCOR ELECTRIC DELIVERY COMPANY | ERCOT | 189.00 | 12/4/2008 | Also operates in Winkler - Service Area - TXU , 36MW battery storage facility | FALSE
PG090003 | NRG CEDAR BAYOU DEVELOPMENT COMPANY LLC | 20237 | PGC | Cedar Bayou Unit No. 4 | Other | Chambers | CENTERPOINT ENERGY HOUSTON ELECTRIC LLC | ERCOT | 275.00 |  | 1/2 of 550MW capacity | FALSE
PG200007 | NRG COTTONWOOD TENANT LLC | 20537 | PGC | COTTONWOOD GENERATING STATION | Other | Newton | ENTERGY TEXAS INC | SERC | 1,263.00 |  |  | FALSE
PG080153 | NRG TEXAS POWER LLC | 20184 | PGC | Cedar Bayou Electric Generation Station | Other | Chambers | CENTERPOINT ENERGY HOUSTON ELECTRIC LLC | ERCOT | 1,496.00 |  |  | FALSE
PG080153 | NRG TEXAS POWER LLC | 20184 | PGC | Greens Bayou Electric Generation Station | Other | Harris | CENTERPOINT ENERGY HOUSTON ELECTRIC LLC | ERCOT | 344.00 |  |  | FALSE
PG080153 | NRG TEXAS POWER LLC | 20184 | PGC | Limestone Electric Generation Station | Other | Limestone | ONCOR ELECTRIC DELIVERY COMPANY | ERCOT | 1,689.00 |  |  | FALSE
PG080153 | NRG TEXAS POWER LLC | 20184 | PGC | P.H. Robinson Electric Generation Station | Other | Galveston | CENTERPOINT ENERGY HOUSTON ELECTRIC LLC | ERCOT | 2,207.00 |  |  | FALSE
PG080153 | NRG TEXAS POWER LLC | 20184 | PGC | S. R. Bertron Electric Generation Station | Other | Harris | CENTERPOINT ENERGY HOUSTON ELECTRIC LLC | ERCOT | 292.00 |  |  | FALSE
PG080153 | NRG TEXAS POWER LLC | 20184 | PGC | San Jacinto Steam Electric Station | Other | Harris | CENTERPOINT ENERGY HOUSTON ELECTRIC LLC | ERCOT | 162.00 |  |  | FALSE
PG080153 | NRG TEXAS POWER LLC | 20184 | PGC | T.H. Wharton Electric Generation Station | Other | Harris | CENTERPOINT ENERGY HOUSTON ELECTRIC LLC | ERCOT | 1,025.00 |  |  | FALSE
PG080153 | NRG TEXAS POWER LLC | 20184 | PGC | TOSBATT | Other | Howard | ONCOR ELECTRIC DELIVERY COMPANY | ERCOT | 2.00 |  | BATTERY STORAGE | FALSE
PG080153 | NRG TEXAS POWER LLC | 20184 | PGC | W.A. Parish Electric Generation Station | Other | Fort Bend | CENTERPOINT ENERGY HOUSTON ELECTRIC LLC | ERCOT | 3,649.00 |  |  | FALSE
PG240096 | NRG THW GT LLC | 20881 | PGC | NRG THW GT | Other | Harris | CENTERPOINT ENERGY HOUSTON ELECTRIC LLC | ERCOT | 456.00 |  | NATURAL GAS | FALSE
PG080074 | NUON RENEWABLE VENTURES USA LLC | 20092 | PGC | Green Mountain Solar at Houston | Solar | Harris | CENTERPOINT ENERGY HOUSTON ELECTRIC LLC | ERCOT | 0.04 |  |  | FALSE
PG080074 | NUON RENEWABLE VENTURES USA LLC | 20092 | PGC | Green Mountain Solar at Winston School | Solar | Dallas | ONCOR ELECTRIC DELIVERY COMPANY | ERCOT | 0.06 |  |  | FALSE
PG080195 | OAK GROVE MANAGEMENT COMPANY LLC | 20225 | PGC | Oak Grove Steam Electric Station | Other | Robertson | NAVARRO COUNTY ELECTRIC COOPERATIVE INC | ERCOT | 1,710.00 |  |  | FALSE
PG250026 | OAK HILL SOLAR LLC | 20887 | PGC | Dry Creek Solar I | Solar | Rusk | ONCOR ELECTRIC DELIVERY COMPANY | ERCOT | 216.00 |  |  | FALSE
PG190025 | OBERON SOLAR 1A LLC | 20511 | PGC | OBERON SOLAR TRENT 1A, LLC | Solar | Ector | ONCOR ELECTRIC DELIVERY COMPANY | ERCOT | 150.00 | 9/4/2019 |  | FALSE
PG190026 | OBERON SOLAR 1B LLC | 20512 | PGC | OBERON SOLAR 1B LLC | Solar | Ector | ONCOR ELECTRIC DELIVERY COMPANY | ERCOT | 30.00 | 10/3/2019 |  | FALSE
PG130002 | OCI ALAMO 1 LLC | 20301 | PGC | OCI Alamo 1 | Solar | Bexar | CPS ENERGY | ERCOT | 40.70 | 5/28/2013 |  | FALSE
PG130007 | OCI ALAMO 2 LLC | 20305 | PGC | ST HEDWIG SOLAR | Solar | Bexar | CPS ENERGY | ERCOT | 4.40 | 9/5/2013 |  | FALSE
PG130015 | OCI ALAMO 4 LLC | 20312 | PGC | BRACKETTVILLE SOLAR | Solar | Kinney | AEP TEXAS CENTRAL | ERCOT | 39.60 | 2/13/2014 |  | FALSE
PG200059 | OCI CROWN LLC | 20593 | PGC | [8 empty] | FALSE
PG200058 | OCI SOL LLC | 20592 | PGC | [8 empty] | FALSE
PG080183 | OCOTILLO WINDPOWER LP | 20214 | PGC | Ocotillo Windpower, LP | Wind | Howard | ONCOR ELECTRIC DELIVERY COMPANY | ERCOT | 54.60 | 4/1/2008 |  | FALSE
PG080002 | ODESSA-ECTOR POWER PARTNERS LP | 20001 | PGC | Odessa-Ector Power Partners, L.P. | Other | Ector |  | ERCOT | 1,000.00 |  |  | FALSE
PG090007 | ODYSSEY ENERGY CEDAR BAYOU 4 LLC | 20241 | PGC | Cedar Bayou Unit No. 4 | Other | Chambers | CENTERPOINT ENERGY HOUSTON ELECTRIC LLC | ERCOT | 275.00 |  | facility is co-owned by Optim Energy Cedar Bayou 4, LLC and NRG Cedar Bayou Development Co. total capacity is 550mW | FALSE
PG080029 | ODYSSEY ENERGY ALTURA COGEN, LLC | 20030 | PGC | Cogen Lyondell, Inc. | Other | Harris | CENTERPOINT ENERGY HOUSTON ELECTRIC LLC | ERCOT | 564.00 |  |  | FALSE
PG210056 | OLD 300 SOLAR CENTER LLC | 20615 | PGC | OLD 300 SOLAR CENTER LLC | Solar | Fort Bend | CENTERPOINT ENERGY HOUSTON ELECTRIC LLC | ERCOT | 430.00 | 12/1/2021 |  | FALSE
PG190016 | OLD JACKSON SOLAR LLC | 20497 | PGC | OLD JACKSON SOLAR LLC | Solar | Van Zandt | ONCOR ELECTRIC DELIVERY COMPANY | ERCOT | 127.50 | 4/29/2019 |  | FALSE
PG150039 | OLD SETTLER WIND LLC | 20380 | PGC | OLS SETTLER WIND LLC | Wind | Floyd | Oncor Electric Delivery Company NTU LLC | ERCOT | 151.20 | 1/25/2017 |  | FALSE
PG250034 | ORIANA SOLAR LLC | 20893 | PGC | ORIANA SOLAR | Solar | Victoria | SOUTHWEST TEXAS ELECTRIC COOPERATIVE INC | ERCOT | 232.20 | 3/7/2025 |  | FALSE
PG080007 | OXYVINYLS LP | 20006 | PGC | Battleground | Other | Harris | CENTERPOINT ENERGY HOUSTON ELECTRIC LLC | ERCOT | 280.00 |  |  | FALSE
PG230047 | PAK QUALITY FOODS LLC | 70097 | SG | PAK QUALITY FOODS | Other | Tarrant | ONCOR ELECTRIC DELIVERY COMPANY | ERCOT | 1.35 |  | Natural Gas | FALSE
PG190033 | PALMAS WIND LLC | 20517 | PGC | PALMAS ALTAS WIND FARM | Wind | Cameron | AEP TEXAS CENTRAL | ERCOT | 144.90 | 7/30/2019 |  | FALSE
PG140027 | PALO DURO WIND ENERGY LLC | 20339 | PGC | PALO DURO WIND ENREGY LLC | Wind | Hansford | OTHER - NON ERCOT | SPP | 249.90 | 11/10/2014 |  | FALSE
PG150001 | PALO DURO WIND INTERCONNECTION SERVICES LLC | 20348 | PGC | PALO DURO WIND ENERGY LLC | Wind | Hansford | OTHER - NON ERCOT | SPP | 249.90 |  |  | FALSE
PG080177 | PANTHER CREEK WIND FARM I & II LLC | 20208 | PGC | EC&R Panther Creek Wind Farm, LLC | Wind | Howard | ONCOR ELECTRIC DELIVERY COMPANY | ERCOT | 258.00 | 7/10/2008 |  | FALSE
PG090004 | PANTHER CREEK WIND FARM THREE LLC | 20239 | PGC | Panther Creek Wind Farm III, LLC | Wind | Sterling | CONCHO VALLEY ELECTRIC COOPERATIVE INC | ERCOT | 215.50 | 7/13/2009 | 52781 from 199.35 to 215.5 MW | FALSE
PG090005 | PAPALOTE CREEK I LLC | 20238 | PGC | Papalote Creek I, LLC | Wind | San Patricio | SAN PATRICIO ELECTRIC COOPERATIVE INC | ERCOT | 180.00 |  | AEP service area | FALSE
PG100003 | PAPALOTE CREEK II LLC | 20255 | PGC | Papalote Creek II, LLC | Wind | San Patricio | AEP TEXAS CENTRAL | ERCOT | 200.10 | 5/24/2010 |  | FALSE
PG230009 | PARIS FARM SOLAR LLC | 20725 | PGC | EIFFEL SOLAR PROJECT | Solar | Lamar | DEAF SMITH ELECTRIC COOPERATIVE INC | ERCOT | 240.00 | 3/1/2023 |  | FALSE
PG080116 | PARIS GENERATION LP | 20145 | PGC | Paris Generation LP | Other | Lamar | ONCOR ELECTRIC DELIVERY COMPANY | ERCOT | 223.20 |  |  | FALSE
PG150041 | PATRIOT WIND FARM LLC | 20384 | PGC | PATRIOT WIND FARM | Wind | Nueces | AEP TEXAS CENTRAL | ERCOT | 226.05 | 1/8/2019 |  | FALSE
PG150041 | PATRIOT WIND FARM LLC | 20384 | PGC | PATRIOT WIND FARM LLC | Wind | Nueces | AEP TEXAS CENTRAL | ERCOT | 178.35 |  |  | FALSE
PG100007 | PATTERN GULF WIND LLC | 20258 | PGC | Pattern Gulf Wind LLC | Wind | Kenedy | AEP TEXAS CENTRAL | ERCOT | 283.20 | 3/16/2010 |  | FALSE
PG140005 | PATTERN PANHANDLE WIND 2 LLC | 20320 | PGC | PATTERN PANHANDLE WIND 2 LLC | Wind | Carson | CROSS TEXAS TRANSMISSION LLC | ERCOT | 181.70 | 4/1/2014 |  | FALSE
PG140003 | PATTERN PANHANDLE WIND LLC | 20317 | PGC | PATTERN PANHANDLE WIND LLC | Wind | Carson | CROSS TEXAS TRANSMISSION LLC | ERCOT | 218.30 | 3/3/2014 |  | FALSE
PG240094 | PEACOCK ENERGY PROJECT LLC | 20862 | PGC | JKLP_PV1 | Solar | San Patricio | AEP TEXAS CENTRAL | ERCOT | 81.38 | 12/12/2024 |  | FALSE
PG240094 | PEACOCK ENERGY PROJECT LLC | 20862 | PGC | JKLP_PV2 | Solar | San Patricio | AEP TEXAS CENTRAL | ERCOT | 71.74 | 12/12/2024 |  | FALSE
PG240074 | PECOS POWER PLANT LLC | 20845 | PGC | TBD | Other | Reeves | TEXAS-NEW MEXICO POWER COMPANY | ERCOT | 225.60 |  | natural gas | FALSE
PG210065 | PEDERNALES SOLAR ENERGY IV LLC | 20652 | PGC | PEDERNALES SOLAR ENERGY IV LLC | Solar | Kimble | PEDERNALES ELECTRIC COOPERATIVE INC | ERCOT | 1.21 | 12/7/2021 | FOR 0.999 | FALSE
PG210066 | PEDERNALES SOLAR ENERGY XIII LLC | 20653 | PGC | PEDERNALES SOLAR ENERGY XIII LLC | Solar | Lampasas | PEDERNALES ELECTRIC COOPERATIVE INC | ERCOT | 1.21 |  |  | FALSE
PG210067 | PEDERNALES SOLAR ENERGY XIV LLC | 20654 | PGC | PEDERNALES SOLAR ENERGY XIV LLC | Solar | Lampasas | PEDERNALES ELECTRIC COOPERATIVE INC | ERCOT | 1.03 | 12/29/2021 | FOR 0.999 | FALSE
PG210068 | PEDERNALES SOLAR ENERGY XV LLC | 20655 | PGC | PEDERNALES SOLAR ENERGY XV LLC | Solar | Lampasas | PEDERNALES ELECTRIC COOPERATIVE INC | ERCOT | 1.21 | 12/30/2021 | FOR 0.999 | FALSE
PG150037 | PERRYTON WIND LLC | 20382 | PGC | PERRYTON WIND LLC | Wind | Ochiltree | OTHER - NON ERCOT | SPP | 149.10 |  |  | FALSE
PG240040 | PERSIMMON GAP I LLC | 20827 | PGC | PERSIMMON GAP I | Solar | Brewster | RIO GRANDE ELECTRIC COOPERATIVE INC | ERCOT | 1.00 | 9/12/2024 | 0.996 MW | FALSE
PG240039 | PERSIMMON GAP II LLC | 20828 | PGC | PERSIMMON GAP II | Solar | Brewster | RIO GRANDE ELECTRIC COOPERATIVE INC | ERCOT | 1.00 | 9/17/2024 | 0.996 MW | FALSE
PG240041 | PERSIMMON GAP III LLC | 20836 | PGC | PERSIMMON GAP III | Solar | Brewster | RIO GRANDE ELECTRIC COOPERATIVE INC | ERCOT | 1.00 | 9/17/2024 | 0.996 MW | FALSE
PG130004 | PETRA NOVA POWER I LLC | 20302 | PGC | PETRA NOVA POWER 1 LLC | Other | Fort Bend | CENTERPOINT ENERGY HOUSTON ELECTRIC LLC | ERCOT | 74.00 |  |  | FALSE
PG250019 | PEYTON CREEK WIND FARM II LLC | 20908 | PGC | PEYTON CREEK WIND FARM II | Wind | Matagorda | CENTERPOINT ENERGY HOUSTON ELECTRIC LLC | ERCOT | 243.00 |  |  | FALSE
PG190049 | PEYTON CREEK WIND FARM LLC | 20528 | PGC | PEYTON CREEK WIND FARM LLC | Wind | Matagorda | CENTERPOINT ENERGY HOUSTON ELECTRIC LLC | ERCOT | 151.00 |  |  | FALSE
PG170017 | PGC PLANO I LLC | 20426 | PGC | CONFIDENTIAL FILING ITEM 2 PROJECT 46904 | Solar | Collin | ONCOR ELECTRIC DELIVERY COMPANY | ERCOT | 8.79 |  |  | FALSE
PG170005 | PHANTOM SOLAR LLC | 20416 | PGC | PHANTOM SOLAR LLC | Solar | Bell | ONCOR ELECTRIC DELIVERY COMPANY | ERCOT | 15.40 | 8/12/2024 |  | FALSE
PG180038 | PHOEBE ENERGY PROJECT LLC | 20487 | PGC | PHOEBE ENERGY PROJECT, LLC | Solar | Winkler | ONCOR ELECTRIC DELIVERY COMPANY | ERCOT | 250.00 | 2/22/2019 |  | FALSE
PG150026 | PHR HOLDINGS LLC | 20369 | PGC | PHR GT PEAKER PROJECT | Other | Galveston | CENTERPOINT ENERGY HOUSTON ELECTRIC LLC | ERCOT | 388.00 |  |  | FALSE
PG230053 | PIONEER HUTT WIND ENERGY LLC | 20766 | PGC | PIONEER HUTT WIND ENERGY LLC | Wind | Midland | ONCOR ELECTRIC DELIVERY COMPANY | ERCOT | 140.32 | 12/11/2023 |  | FALSE
PG210057 | PISGAH RIDGE SOLAR LLC | 20644 | PGC | PISGAH RIDGE SOLAR LLC | Solar | Navarro | ONCOR ELECTRIC DELIVERY COMPANY | ERCOT | 250.00 | 11/19/2021 |  | FALSE
PG250028 | PLATINUM ENERGY STORAGE LLC | 20895 | PGC | Platinum Energy Storage LLC | Other | Fannin | RAYBURN COUNTRY ELETRIC COOPERATIVE INC | ERCOT | 300.00 |  | Energy Storage Battery | FALSE
PG150027 | PLEASANT HILL WIND ENERGY LLC | 20370 | PGC | PLEASANT HILL WIND ENERGY LLC | Wind | Crosby | GOLDEN SPREAD ELECTRIC COOPERATIVE INC | SPP | 19.80 |  |  | FALSE
PG230059 | POLY PACKAGING LLC | 20770 | PGC | POLY PACKAGING LLC | Solar | Chambers | CENTERPOINT ENERGY HOUSTON ELECTRIC LLC | ERCOT | 1.26 | 8/14/2024 |  | FALSE
PG080102 | PORT ARTHUR STEAM ENERGY LP | 20129 | PGC | Port Arthur Steam Energy, LP | Other | Jefferson | ENTERGY TEXAS INC | SERC | 5.00 |  |  | FALSE
PG170009 | PORT COMFORT POWER LLC | 20419 | PGC | PORT COMFORT POWER | Other | Calhoun | AEP TEXAS CENTRAL | ERCOT | 100.00 |  | FOSSIL FUELS | FALSE
PG230070 | PORTER SOLAR LLC | 20768 | PGC | PORTER SOLAR LLC | Solar | Denton | ONCOR ELECTRIC DELIVERY COMPANY | ERCOT | 245.00 | 12/1/2023 |  | FALSE
PG190011 | PORTERHOUSE WIND (4) LLC | 20498 | PGC | EXELON WIND 4, LLC | Wind | Hansford | SOUTHWESTERN PUBLIC SERVICE COMPANY | SPP | 79.80 |  |  | FALSE
PG080142 | POST OAK WIND LLC | 20171 | PGC | Post Oak Wind, LLC | Wind | Shackelford | ONCOR ELECTRIC DELIVERY COMPANY | ERCOT | 200.00 |  |  | FALSE
PG080114 | POST WIND, LLC | 20143 | PGC | Post Wind Farm LLC | Wind | Scurry | BRAZOS ELECTRIC POWER COOPERATIVE INC | ERCOT | 89.60 | 6/21/2017 |  | FALSE
PG210064 | POWER DEPOT - TEXAS GROUP A LLC | 20651 | PGC | FILED CONFIDENTIALLY IN 52634 ITEM 3 288 SOUTHWICK | Other | Harris | CENTERPOINT ENERGY HOUSTON ELECTRIC LLC | ERCOT | 9.38 |  | DIESEL | FALSE
PG210064 | POWER DEPOT - TEXAS GROUP A LLC | 20651 | PGC | FILED CONFIDENTIALLY IN 52634 ITEM 3 CLARA RD ADDICKS | Other | Harris | CENTERPOINT ENERGY HOUSTON ELECTRIC LLC | ERCOT | 9.38 |  | DIESEL | FALSE
PG210064 | POWER DEPOT - TEXAS GROUP A LLC | 20651 | PGC | FILED CONFIDENTIALLY IN 52634 ITEM 3 CUTTEN RD TH WHARTON | Other | Harris | CENTERPOINT ENERGY HOUSTON ELECTRIC LLC | ERCOT | 9.38 |  | DIESEL | FALSE
PG210064 | POWER DEPOT - TEXAS GROUP A LLC | 20651 | PGC | FILED CONFIDENTIALLY IN 52634 ITEM 3 E PORTE CT E HARRISON | Other | Cameron | AEP TEXAS CENTRAL | ERCOT | 9.38 |  | DIESEL | FALSE
PG210064 | POWER DEPOT - TEXAS GROUP A LLC | 20651 | PGC | FILED CONFIDENTIALLY IN 52634 ITEM 3 FM 1732 VILLA CAVAZOS | Other | Cameron | AEP TEXAS CENTRAL | ERCOT | 9.38 |  | DIESEL | FALSE
PG210064 | POWER DEPOT - TEXAS GROUP A LLC | 20651 | PGC | FILED CONFIDENTIALLY IN 52634 ITEM 3 FM 2221 CITRUS CITY | Other | Hidalgo | AEP TEXAS CENTRAL | ERCOT | 9.38 |  | DIESEL | FALSE
PG210064 | POWER DEPOT - TEXAS GROUP A LLC | 20651 | PGC | FILED CONFIDENTIALLY IN 52634 ITEM 3 FM 506 S SANTA ROSA | Other | Cameron | AEP TEXAS CENTRAL | ERCOT | 9.38 |  | DIESEL | FALSE
PG210064 | POWER DEPOT - TEXAS GROUP A LLC | 20651 | PGC | FILED CONFIDENTIALLY IN 52634 ITEM 3 FM1967 FRANKEL CITY | Other | Andrews | ONCOR ELECTRIC DELIVERY COMPANY | ERCOT | 9.38 |  | DIESEL | FALSE
PG210064 | POWER DEPOT - TEXAS GROUP A LLC | 20651 | PGC | FILED CONFIDENTIALLY IN 52634 ITEM 3 GCWA IPS | Other | Galveston | TEXAS-NEW MEXICO POWER COMPANY | ERCOT | 9.38 |  | DIESEL | FALSE
PG210064 | POWER DEPOT - TEXAS GROUP A LLC | 20651 | PGC | FILED CONFIDENTIALLY IN 52634 ITEM 3 GCWA IPS | Other | Galveston | TEXAS-NEW MEXICO POWER COMPANY | ERCOT | 9.38 |  | DIESEL | FALSE
PG210064 | POWER DEPOT - TEXAS GROUP A LLC | 20651 | PGC | FILED CONFIDENTIALLY IN 52634 ITEM 3 HWY 158 | Other | Ector | ONCOR ELECTRIC DELIVERY COMPANY | ERCOT | 9.38 |  | DIESEL | FALSE
PG210064 | POWER DEPOT - TEXAS GROUP A LLC | 20651 | PGC | FILED CONFIDENTIALLY IN 52634 ITEM 3 MCKEEVER ARCOLA | Other | Fort Bend | CENTERPOINT ENERGY HOUSTON ELECTRIC LLC | ERCOT | 9.38 |  | DIESEL | FALSE
PG210064 | POWER DEPOT - TEXAS GROUP A LLC | 20651 | PGC | FILED CONFIDENTIALLY IN 52634 ITEM 3 NM FRANCIS AVE HILMONT | Other | Ector | ONCOR ELECTRIC DELIVERY COMPANY | ERCOT | 9.38 |  | DIESEL | FALSE
PG210064 | POWER DEPOT - TEXAS GROUP A LLC | 20651 | PGC | FILED CONFIDENTIALLY IN 52634 ITEM 3 RIDGE RD EL GATO | Other | Hidalgo | AEP TEXAS CENTRAL | ERCOT | 9.38 |  | DIESEL | FALSE
PG210064 | POWER DEPOT - TEXAS GROUP A LLC | 20651 | PGC | FILED CONFIDENTIALLY IN 52634 ITEM 3 STONEGATE KATY | Other | Fort Bend | CENTERPOINT ENERGY HOUSTON ELECTRIC LLC | ERCOT | 9.38 |  | DIESEL | FALSE
PG210064 | POWER DEPOT - TEXAS GROUP A LLC | 20651 | PGC | FILED CONFIDENTIALLY IN 52634 ITEM 3 TUMBLEWEED ANDREWS | Other | Andrews | ONCOR ELECTRIC DELIVERY COMPANY | ERCOT | 9.38 |  | DIESEL | FALSE
PG210064 | POWER DEPOT - TEXAS GROUP A LLC | 20651 | PGC | FILED CONFIDENTIALLY IN 52634 ITEM 3 US 385 BAKKE | Other | Andrews | ONCOR ELECTRIC DELIVERY COMPANY | ERCOT | 9.38 |  | DIESEL | FALSE
PG210064 | POWER DEPOT - TEXAS GROUP A LLC | 20651 | PGC | FILED CONFIDENTIALLY IN 52634 ITEM 3 VAQUERO HAINE | Other | Cameron | AEP TEXAS CENTRAL | ERCOT | 9.38 |  | DIESEL | FALSE
PG210064 | POWER DEPOT - TEXAS GROUP A LLC | 20651 | PGC | FILED CONFIDENTIALLY IN 52634 ITEM 3 W 16TH ST WESOVER | Other | Ector | ONCOR ELECTRIC DELIVERY COMPANY | ERCOT | 9.38 |  | DIESEL | FALSE
PG170041 | POWERFIN ASL 1 LLC | 20450 | PGC | POWERFIN KINGBERY | Solar | Travis | AUSTIN ENERGY | ERCOT | 2.60 |  |  | FALSE
PG150035 | POWERFIN SOLARMUNDO LLC | 20378 | PGC | SOLARHOST SAN ANTONIO | Solar | Bexar | CPS ENERGY | ERCOT | 10.00 |  |  | FALSE
PG250036 | PP JAGUAR BESS LLC | 20858 | PGC | Jag_SLR_BESS1 | Other | McLennan | ONCOR ELECTRIC DELIVERY COMPANY | ERCOT | 150.00 |  | ENERGY STORAGE | FALSE
PG250036 | PP JAGUAR BESS LLC | 20858 | PGC | Jag_SLR_BESS2 | Other | McLennan | ONCOR ELECTRIC DELIVERY COMPANY | ERCOT | 150.00 |  | ENERGY STORAGE | FALSE
PG200012 | PRAIRIE HILL WIND PROJECT LLC | 20542 | PGC | PRAIRIE HILL WIND PROJECT LLC | Wind | Limestone | ONCOR ELECTRIC DELIVERY COMPANY | ERCOT | 300.00 |  |  | FALSE
PG230072 | PRAIRIE SWITCH WIND LLC | 20778 | PGC | PRAIRIE SWITCH WIND LLC | Wind | Wharton | AEP TEXAS NORTH | ERCOT | 163.20 | 11/2/2023 |  | FALSE
PG210016 | PRIDDY WIND PROJECT LLC | 20605 | PGC | PRIDDY WIND PROJECT LLC | Wind | Mills | ONCOR ELECTRIC DELIVERY COMPANY | ERCOT | 300.00 | 9/22/2021 |  | FALSE
PG240024 | PROJECT COMPANY BTM 3 PHASE VI LLC | 70102 | SG | El Paso Solar | Solar | El Paso | OTHER - NON ERCOT | ERCOT | 1.32 | 11/15/2024 |  | FALSE
PG200017 | PROSPERO ENERGY PROJECT LLC | 20548 | PGC | PROSPERO ENERGY PROJECT | Solar | Andrews | ONCOR ELECTRIC DELIVERY COMPANY | ERCOT | 300.00 | 5/1/2020 |  | FALSE
PG210029 | PROSPERO SOLAR II LLC | 20617 | PGC | PROSPERO SOLAR II | Solar | Andrews | ONCOR ELECTRIC DELIVERY COMPANY | ERCOT | 250.00 | 5/20/2021 |  | FALSE
PG160005 | PUMPKIN FARM WIND LLC | 20390 | PGC | PUMPKIN FARM WIND LLC | Wind | Floyd | Oncor Electric Delivery Company NTU LLC | ERCOT | 199.20 |  |  | FALSE
PG080178 | PYRON WIND FARM LLC | 20209 | PGC | Pyron Wind Farm, LLC | Wind | Nolan | ONCOR ELECTRIC DELIVERY COMPANY | ERCOT | 268.92 | 1/5/2009 | amendment to REC MW 12/11/2023 | FALSE
PG080178 | PYRON WIND FARM LLC | 20209 | PGC | Pyron Wind Farm, LLC | Other | Nolan | ONCOR ELECTRIC DELIVERY COMPANY | ERCOT | 9.90 |  | BATTERY STORAGE | FALSE
PG110003 | RALLS WIND FARM LLC | 20266 | PGC | RALLS WIND FARM LLC | Wind | Crosby | SOUTHWESTERN PUBLIC SERVICE COMPANY | SPP | 10.00 | 6/22/2012 |  | FALSE
PG190003 | RANCHERO WIND FARM LLC | 20489 | PGC | RANCHERO WIND FARM LLC | Wind | Crockett | LCRA TRANSMISSION SERVICES CORPORATION | ERCOT | 300.00 | 2/19/2019 |  | FALSE
PG210033 | RANCHLAND WIND PROJECT II LLC | 20625 | PGC | RANCHLAND WIND PROJECT II LLC | Wind | Eastland | LONE STAR TRANSMISSION LLC | ERCOT | 148.02 | 2/23/2022 |  | FALSE
PG210028 | RANCHLAND WIND PROJECT LLC | 20619 | PGC | Ranchland Wind Project LLC | Wind | Eastland | LONE STAR TRANSMISSION LLC | ERCOT | 114.90 | 12/2/2021 |  | FALSE
PG210039 | RANCHLAND WIND STORAGE LLC | 20618 | PGC | RANCHLAND WIND STORAGE LLC | Other | Eastland | LONE STAR TRANSMISSION LLC | ERCOT | 71.45 |  | BESS | FALSE
PG170034 | RATTLESNAKE POWER LLC | 20443 | PGC | RATTLESNAKE POWER LLC | Wind | McCulloch | LCRA TRANSMISSION SERVICES CORPORATION | ERCOT | 160.00 |  |  | FALSE
PG140028 | RATTLESNAKE WIND I LLC | 20338 | PGC | RATTLESNAKE WIND I LLC | Wind | Glasscock | WIND ENERGY TRANSMISSION TEXAS LLC | ERCOT | 207.25 | 3/9/2015 |  | FALSE
PG240073 | RAY RANCH SOLAR LLC | 20856 | PGC | RAY RANCH SOLAR LLC | Solar | Goliad | AEP TEXAS CENTRAL | ERCOT | 255.00 | 9/3/2024 |  | FALSE
PG230033 | RAYBURN ENERGY STATION LLC | 20749 | PGC | RAYBURN ENERGY STATION | Other | Grayson | ONCOR ELECTRIC DELIVERY COMPANY | ERCOT | 758.00 |  |  | FALSE
PG200031 | RAYMOND WIND FARM LLC | 20562 | PGC | RAYMOND WIND FARM LLC | Wind | Cameron | AEP TEXAS CENTRAL | ERCOT | 200.20 | 10/7/2020 |  | FALSE
PG220002 | RAYOS DEL SOL SOLAR PROJECT LLC | 20658 | PGC | NEBULA SOLAR | Solar | Cameron | AEP TEXAS CENTRAL | ERCOT | 135.00 | 12/29/2021 |  | FALSE
PG220002 | RAYOS DEL SOL SOLAR PROJECT LLC | 20658 | PGC | VANCOURT SOLAR | Solar | Cameron | AEP TEXAS CENTRAL | ERCOT | 45.00 | 12/21/2021 |  | FALSE
PG200036 | RE MAPLEWOOD 2 LLC | 20569 | PGC | RE MAPLEWOOD 2 LLC | Solar | Pecos | AEP TEXAS CENTRAL | ERCOT | 28.00 | 1/12/2021 |  | FALSE
PG200037 | RE MAPLEWOOD LLC | 20568 | PGC | RE MAPLEWOOD LLC | Solar | Pecos | AEP TEXAS CENTRAL | ERCOT | 222.00 | 1/15/2021 |  | FALSE
PG190050 | RE RAMBLER LLC | 20531 | PGC | RE RAMBLER LLC | Solar | Tom Green | LCRA TRANSMISSION SERVICES CORPORATION | ERCOT | 200.00 | 12/10/2019 |  | FALSE
PG150006 | RE ROSEROCK LLC | 20353 | PGC | RE ROSEROCK LLC | Solar | Pecos | AEP TEXAS NORTH | ERCOT | 157.50 | 10/21/2015 |  | FALSE
PG230008 | RED TAILED HAWK SOLAR LLC | 20726 | PGC | RED TAILED HAWK SOLAR | Solar | Wharton | CENTERPOINT ENERGY HOUSTON ELECTRIC LLC | ERCOT | 353.00 | 3/24/2023 |  | FALSE
PG240080 | REGIS CONTINENTAL LLC | 20857 | PGC | Continental | Other | Starr | AEP TEXAS CENTRAL | ERCOT | 9.90 |  | BESS | FALSE
PG240102 | REGIS GREGORY LLC | 20879 | PGC | GREGORY | Other | San Patricio | AEP TEXAS CENTRAL | ERCOT | 9.90 |  | ENERGY STORAGE | FALSE
PG250029 | REGIS LAURELES LLC | 20888 | PGC | LAURELES | Other | Cameron | SOUTHWEST TEXAS ELECTRIC COOPERATIVE INC | ERCOT | 9.90 |  | Energy Storage | FALSE
PG250004 | REGIS MASON LLC | 20896 | PGC | MASON | Other | Mason | OTHER - NON ERCOT | ERCOT | 9.90 |  | ENERGY STORAGE | FALSE
PG250005 | REGIS MEDINA LAKE LLC | 20899 | PGC | MEDINA LAKE | Other | Bandera | BANDERA ELECTRIC COOPERATIVE INC | ERCOT | 9.90 |  | ENERGY STORAGE | FALSE
PG240101 | REGIS MONTE CRISTO LLC | 20876 | PGC | MONTE CRISTO | Other | Hidalgo | AEP TEXAS CENTRAL | ERCOT | 9.90 |  | energy storage battery | FALSE
PG250003 | REGIS MUENSTER LLC | 20897 | PGC | MUENSTER | Other | Cooke | OTHER - NON ERCOT | ERCOT | 9.90 |  | ENERGY STORAGE | FALSE
PG240087 | REGIS PALACIOS LLC | 20877 | PGC | PALACIOS | Other | Matagorda | AEP TEXAS NORTH | ERCOT | 9.90 |  | ENERGY STORAGE | FALSE
PG200054 | RELOJ DEL SOL WIND FARM LLC | 20583 | PGC | RELOJ DEL SOL WIND FARM LLC | Wind | Zapata | AEP TEXAS CENTRAL | ERCOT | 209.40 | 1/22/2021 |  | FALSE
PG230007 | REMY JADE GENERATING LLC | 20727 | PGC | REMY JADE | Other | Harris | CENTERPOINT ENERGY HOUSTON ELECTRIC LLC | ERCOT | 267.00 |  |  | FALSE
PG230025 | REMY JADE II LLC | 20736 | PGC | REMY JADE II LLC | Other | Harris | CENTERPOINT ENERGY HOUSTON ELECTRIC LLC | ERCOT | 178.00 |  | NATURAL GAS | FALSE
PG080016 | RHODIA INCORPORATED | 20016 | PGC | [8 empty] | FALSE
PG190020 | RIBEYE WIND 11 LLC | 20506 | PGC | RIBEYE WIND 11 LLC | Wind | Moore | SOUTHWESTERN PUBLIC SERVICE COMPANY | SPP | 10.00 |  |  | FALSE
PG190028 | RIO BRAVO WINDPOWER LLC | 20509 | PGC | RIO BRAVO WIND (CABEZON) | Wind | Starr | AEP TEXAS CENTRAL | ERCOT | 237.60 | 5/31/2019 |  | FALSE
PG250031 | RIO LAGO SOLAR LLC | 20903 | PGC | Rio Lago | Solar | Bandera | BANDERA ELECTRIC COOPERATIVE INC | ERCOT | 123.00 |  | 123 MW AC | FALSE
EL080048 | RIO NOGALES POWER PROJECT LP | 20069 | PGC | Rio Nogales Power Plant | Other | Guadalupe | LCRA TRANSMISSION SERVICES CORPORATION | ERCOT | 800.00 |  |  | FALSE
PG230061 | ROADRUNNER CROSSING WIND FARM LLC | 20773 | PGC | ROADRUNNER CROSSING WIND FARM LLC | Wind | Shackelford | LONE STAR TRANSMISSION LLC | ERCOT | 256.02 | 2/16/2024 |  | FALSE
PG190046 | ROADRUNNER SOLAR PROJECT LLC | 20526 | PGC | ROADRUNNER SOLAR PROJECT LLC | Solar | Upton | GARLAND POWER & LIGHT SYSTEM | ERCOT | 200.00 | 10/11/2019 |  | FALSE
PG210053 | ROADRUNNER STORAGE LLC | 20641 | PGC | ROADRUNNER STORAGE LLC | Other | Upton | GARLAND POWER & LIGHT SYSTEM | ERCOT | 57.20 |  | BESS | FALSE
PG160007 | ROCKSPRINGS VAL VERDE WIND LLC | 20394 | PGC | Rock Springs Vel Verde LLC | Wind | Val Verde | AEP TEXAS CENTRAL | ERCOT | 150.00 |  |  | FALSE
PG230078 | RODEO RANCH ENERGY STORAGE LLC | 20789 | PGC | RRANCHES_UNIT 1 | Other | Reeves | TEXAS-NEW MEXICO POWER COMPANY | ERCOT | 150.00 |  |  | FALSE
PG230078 | RODEO RANCH ENERGY STORAGE LLC | 20789 | PGC | RRANCHES_UNIT 2 | Other | Reeves | TEXAS-NEW MEXICO POWER COMPANY | ERCOT | 150.00 |  |  | FALSE
PG080150 | ROSCOE WIND FARM LLC | 20180 | PGC | Roscoe Wind Farm, LLC | Wind | Nolan | ONCOR ELECTRIC DELIVERY COMPANY | ERCOT | 209.00 |  |  | FALSE
PG210044 | ROUGHNECK STORAGE LLC | 20635 | PGC | KCE TX 23 | Other | Brazoria | CENTERPOINT ENERGY HOUSTON ELECTRIC LLC | ERCOT | 50.00 |  | BATTERY | FALSE
PG140035 | ROUTE 66 WIND POWER LLC | 20344 | PGC | ROUTE 66 WIND POWER LLC | Wind | Carson | Oncor Electric Delivery Company NTU LLC | ERCOT | 150.00 |  |  | FALSE
PG240072 | RPOWER LLC | 20783 | PGC | Filed as Confidential | Other | Brazos | OTHER - NON ERCOT | ERCOT | 900.00 |  |  | FALSE
PG240072 | RPOWER LLC | 20783 | PGC | FILED AS CONFIDENTIAL | Other | Harris | CENTERPOINT ENERGY HOUSTON ELECTRIC LLC | ERCOT | 900.00 |  |  | FALSE
PG240072 | RPOWER LLC | 20783 | PGC | FILED AS CONFIDENTIAL | Other | Tarrant | ONCOR ELECTRIC DELIVERY COMPANY | ERCOT | 1,875.00 |  |  | FALSE
PG230031 | RW MILLER POWER LLC | 20746 | PGC | RW MILLER POWER LLC | Other | Palo Pinto | ONCOR ELECTRIC DELIVERY COMPANY | ERCOT | 270.00 |  | Combined Cycle/ Natural Gas & Fuel Oil | FALSE
PG080189 | SABINE RIVER AUTHORITY OF TEXAS | 20217 | PGC | Toledo Bend Project | Hydroelectric | Orange | AEP TEXAS CENTRAL | SERC | 45.00 |  | Entergy Texas | FALSE
PG190022 | SAGE DRAW WIND LLC | 20508 | PGC | SAGE DRAW WIND, LLC | Wind | Lynn | Oncor Electric Delivery Company NTU LLC | ERCOT | 338.40 | 6/21/2019 |  | FALSE
PG160016 | SALT FORK WIND PROJECT LLC | 20403 | PGC | SALT FORK WIND PROJECT LLC | Wind | Donley | CROSS TEXAS TRANSMISSION LLC | ERCOT | 174.00 | 7/28/2016 |  | FALSE
PG220008 | SAMSON SOLAR ENERGY II LLC | 20663 | PGC | SAMSON SOLAR ENERGY II LLC | Solar | Red River | ONCOR ELECTRIC DELIVERY COMPANY | ERCOT | 200.00 | 6/16/2022 |  | FALSE
PG200049 | SAMSON SOLAR ENERGY III LLC | 20579 | PGC | SAMSON SOLAR ENERGY III LLC | Solar | Lamar | ONCOR ELECTRIC DELIVERY COMPANY | ERCOT | 250.00 | 10/28/2021 |  | FALSE
PG200048 | SAMSON SOLAR ENERGY LLC | 20578 | PGC | SAMSON SOLAR ENERGY LLC | Solar | Lamar | ONCOR ELECTRIC DELIVERY COMPANY | ERCOT | 250.00 | 9/28/2021 |  | FALSE
PG150024 | SAN ROMAN WIND I LLC | 20368 | PGC | SAN ROMAN WIND I LLC | Wind | Cameron | AEP TEXAS CENTRAL | ERCOT | 93.00 | 1/15/2016 |  | FALSE
PG080135 | SAND BLUFF WIND FARM LLC | 20165 | PGC | Sand Bluff Wind Farm, LLC | Wind | Glasscock | ONCOR ELECTRIC DELIVERY COMPANY | ERCOT | 89.50 | 3/7/2007 |  | FALSE
PG100009 | SANDY CREEK ENERGY ASSOCIATES LP | 20261 | PGC | Sandy Creek Energy Station | Other | McLennan | NAVASOTA VALLEY ELECTRIC COOPERATIVE INC | ERCOT | 932.61 |  |  | FALSE
PG180026 | SANTA RITA EAST WIND ENERGY LLC | 20479 | PGC | SANTA RITA EAST WIND ENERGY LLC | Wind | Sterling | LCRA TRANSMISSION SERVICES CORPORATION | ERCOT | 302.40 | 11/1/2018 |  | FALSE
PG170027 | SANTA RITA WIND ENERGY LLC | 20437 | PGC | SANTA RITA WIND ENERGY LLC | Wind | Reagan | LCRA TRANSMISSION SERVICES CORPORATION | ERCOT | 300.00 |  |  | FALSE
PG240063 | SBESS TX5 LLC | 20849 | PGC | SBESS TX 5 LLC | Other | Kimble | PEDERNALES ELECTRIC COOPERATIVE INC | ERCOT | 9.95 |  | BATTERY ENERGY STORAGE | FALSE
PG240061 | SBESS TX6 LLC | 20848 | PGC | SBESS TX 6 LLC | Other | Galveston | TEXAS-NEW MEXICO POWER COMPANY | ERCOT | 9.95 |  | BATTERY STORAGE | FALSE
PG240062 | SBESS TX7 LLC | 20847 | PGC | SBESS TX7 LLC | Other | Collin | TEXAS-NEW MEXICO POWER COMPANY | ERCOT | 9.95 |  | BATTERY ENERGY STORAGE | FALSE
PG080157 | SCURRY COUNTY WIND II LLC | 20188 | PGC | Camp Springs II Energy Center | Wind | Scurry | BIG COUNTRY ELECTRIC COOPERATIVE INC | ERCOT | 120.00 |  |  | FALSE
PG080138 | SCURRY COUNTY WIND LP | 20168 | PGC | Camp Springs Energy Center | Wind | Scurry | BIG COUNTRY ELECTRIC COOPERATIVE INC | ERCOT | 130.50 | 3/22/2007 |  | FALSE
PG200046 | SE ARAGORN LLC | 20580 | PGC | SE ARAGON LLC | Solar | Culberson | LCRA TRANSMISSION SERVICES CORPORATION | ERCOT | 187.20 | 11/24/2020 | AND 52382 REC 9/3/2021 | FALSE
PG200056 | SE JUNO LLC | 20586 | PGC | SE Juno LLC | Solar | Borden | WIND ENERGY TRANSMISSION TEXAS LLC | ERCOT | 159.00 | 1/29/2021 |  | FALSE
PG200056 | SE JUNO LLC | 20586 | PGC | SE Juno LLC 2 | Solar | Borden | WIND ENERGY TRANSMISSION TEXAS LLC | ERCOT | 143.50 |  |  | FALSE
PG200056 | SE JUNO LLC | 20586 | PGC | SE JUNO LLC 2 (RE) | Solar | Borden | ONCOR ELECTRIC DELIVERY COMPANY | ERCOT | 147.09 | 5/6/2021 |  | FALSE
PG200056 | SE JUNO LLC | 20586 | PGC | SE JUNO LLC2 (RE) | Solar | Borden | ONCOR ELECTRIC DELIVERY COMPANY | ERCOT | 143.50 | 1/12/2021 |  | FALSE
PG200047 | SE TITAN LLC | 20577 | PGC | SE TITAN LLC | Solar | Culberson | LCRA TRANSMISSION SERVICES CORPORATION | ERCOT | 261.36 | 12/2/2020 |  | FALSE
PG210026 | SEALY POWER LLC | 20616 | PGC | SEALY POWER | Other | Austin | CENTERPOINT ENERGY HOUSTON ELECTRIC LLC | ERCOT | 200.00 |  | ENERGY STORAGE | FALSE
PG120010 | SENATE WIND LLC | 20286 | PGC | SENATE WIND LLC | Wind | Jack | ONCOR ELECTRIC DELIVERY COMPANY | ERCOT | 150.00 | 10/11/2012 |  | FALSE
PG100004 | SEPANTA WIND ENERGY LLC | 20257 | PGC | SEPANTA WIND ENERGY, ESKOTA PROJECT | Wind | Nolan | ONCOR ELECTRIC DELIVERY COMPANY | ERCOT | 106.00 |  |  | FALSE
PG250010 | SEVEN FLAGS BESS LLC | 20900 | PGC | SEVEN FLAGS BESS LLC | Other | Webb | AEP TEXAS CENTRAL | ERCOT | 102.70 |  | ENERGY STORAGE | FALSE
PG180036 | SEYMOUR HILLS WIND PROJECT LLC | 20485 | PGC | SEYMOUR HILLS WIND PROJECT, LLC | Wind | Baylor | BRAZOS ELECTRIC POWER COOPERATIVE INC | ERCOT | 30.00 | 3/13/2019 |  | FALSE
PG180028 | SHAKES SOLAR LLC | 20466 | PGC | SHAKES SOLAR LLC | Solar | Dimmit | SOUTHWESTERN ELECTRIC POWER COMPANY | ERCOT | 207.47 | 7/13/2022 |  | FALSE
PG240025 | SHAMROCK ENERGY STORAGE LLC | 20810 | PGC | Shamrock Energy Storage, LLC | Other | Crockett | LCRA TRANSMISSION SERVICES CORPORATION | ERCOT | 100.00 |  | BESS | FALSE
PG230057 | SHAMROCK WIND LLC | 20765 | PGC | SHAMROCK WIND LLC | Wind | Crockett | LCRA TRANSMISSION SERVICES CORPORATION | ERCOT | 223.92 | 11/13/2023 |  | FALSE
PG150011 | SHANNON WIND LLC | 20357 | PGC | SHANNON WIND LLC | Wind | Clay | ONCOR ELECTRIC DELIVERY COMPANY | ERCOT | 204.00 | 5/12/2015 |  | FALSE
PG080187 | SHERBINO I WIND FARM LLC | 20220 | PGC | SHERBINO I WIND FARM LLC | Wind | Pecos | TEXAS-NEW MEXICO POWER COMPANY | ERCOT | 150.00 | 9/18/2008 |  | FALSE
PG110006 | SHERBINO II WIND FARM LLC | 20274 | PGC | SHERBINO II WIND FARM LLC | Wind | Pecos | TEXAS-NEW MEXICO POWER COMPANY | ERCOT | 145.00 | 8/26/2011 |  | FALSE
PG080129 | SHERWIN ALUMINA LP | 20159 | PGC | Sherwin Alumina, LP. | Other | San Patricio | AEP TEXAS CENTRAL | ERCOT | 25.00 |  |  | FALSE
PG080038 | SID RICHARDSON CARBON LTD | 20039 | PGC | BIG SPRING ELECTRICITY GENERATING FACILITY | Other | Howard | OTHER - NON ERCOT | ERCOT | 25.00 |  | TRANSMISSION PROVIDER - PRIORITY POWER | FALSE
PG080038 | SID RICHARDSON CARBON LTD | 20039 | PGC | Borger Cogeneration Facility | Other | Hutchinson | SOUTHWESTERN PUBLIC SERVICE COMPANY | SPP | 26.50 |  |  | FALSE
PG120008 | SIGNAL HILL GENERATING LLC | 20285 | PGC | WHCHITA FALLS COGENERATION PLANT | Other | Wichita | ONCOR ELECTRIC DELIVERY COMPANY | ERCOT | 77.00 |  |  | FALSE
PG080122 | SIGNAL HILL WICHITA FALLS POWER LP | 20152 | PGC | Signal Hill Wichita Falls Power, LP | Other | Wichita | TEXAS-NEW MEXICO POWER COMPANY | ERCOT | 77.00 |  |  | FALSE
PG080155 | SILVER STAR I POWER PARTNERS LLC | 20186 | PGC | Silver Star 1 Power Partners | Other | Erath | ONCOR ELECTRIC DELIVERY COMPANY | ERCOT | 52.80 | 5/5/2008 |  | FALSE
PG220061 | SJRR POWER 2 LLC | 20711 | PGC | SJRR POWER 2 LLC | Other | Harris | CENTERPOINT ENERGY HOUSTON ELECTRIC LLC | ERCOT | 200.00 |  | BESS | FALSE
PG190009 | SJRR POWER LLC | 20494 | PGC | SJRR POWER | Other | Harris | CENTERPOINT ENERGY HOUSTON ELECTRIC LLC | ERCOT | 100.00 |  |  | FALSE
PG150007 | SKY GLOBAL POWER ONE LLC | 20354 | PGC | SKY GLOBAL POWER ONE LLC | Other | Colorado | SAN BERNARD ELECTRIC COOPERATIVE INC | ERCOT | 51.00 |  |  | FALSE
PG080021 | SMALL HYDRO OF TEXAS INC | 20022 | PGC | Small Hydro of Texas, Inc. | Hydroelectric | Dewitt | AEP TEXAS CENTRAL | ERCOT | 1.80 |  |  | FALSE
PG240027 | SMT IRONMAN BESS LLC | 20820 | PGC | [8 empty] | FALSE
PG250002 | SMT TX MANAGEMENT II LLC | 20884 | PGC | SMT MISSION II LLC | Other | Hidalgo | AEP TEXAS CENTRAL | ERCOT | 9.95 |  | BATTERY STORAGE | FALSE
PG230027 | SMT TX MANAGEMENT LLC | 20742 | PGC | SMT ALAMO LLC | Other | Hidalgo | AEP TEXAS CENTRAL | ERCOT | 9.95 |  | BATTERY STORAGE | FALSE
PG230027 | SMT TX MANAGEMENT LLC | 20742 | PGC | SMT BAY CITY LLC | Other | Matagorda | AEP TEXAS CENTRAL | ERCOT | 9.95 |  | BATTERY STORAGE | FALSE
PG230027 | SMT TX MANAGEMENT LLC | 20742 | PGC | SMT ELSA LLC | Other | Hidalgo | AEP TEXAS CENTRAL | ERCOT | 9.95 |  | BATTERY STORAGE | FALSE
PG230027 | SMT TX MANAGEMENT LLC | 20742 | PGC | SMT HARLINGEN II LLC | Other | Cameron | AEP TEXAS CENTRAL | ERCOT | 9.95 |  | BATTERY STORAGE | FALSE
PG230027 | SMT TX MANAGEMENT LLC | 20742 | PGC | SMT LOS FRESNOS LLC | Other | Hidalgo | AEP TEXAS CENTRAL | ERCOT | 9.95 |  | BATTERY STORAGE | FALSE
PG230027 | SMT TX MANAGEMENT LLC | 20742 | PGC | SMT MERCEDES LLC | Other | Hidalgo | AEP TEXAS CENTRAL | ERCOT | 9.95 |  | BATTERY STORAGE | FALSE
PG230027 | SMT TX MANAGEMENT LLC | 20742 | PGC | SMT MISSION LLC | Other | Hidalgo | AEP TEXAS CENTRAL | ERCOT | 9.95 |  | BATTERY STORAGE | FALSE
PG230027 | SMT TX MANAGEMENT LLC | 20742 | PGC | SMT RIO GRANDE II LLC | Other | Starr | AEP TEXAS CENTRAL | ERCOT | 9.95 |  | BATTERY STORAGE | FALSE
PG230027 | SMT TX MANAGEMENT LLC | 20742 | PGC | SMT RIO GRANDE LLC | Other | Starr | AEP TEXAS CENTRAL | ERCOT | 9.95 |  | BATTERY STORAGE | FALSE
PG230027 | SMT TX MANAGEMENT LLC | 20742 | PGC | SMT SANTA ROSA LLC | Other | Cameron | AEP TEXAS CENTRAL | ERCOT | 9.95 |  | BATTERY STORAGE | FALSE
PG080181 | SNIDER INDUSTRIES LLP | 20212 | PGC | Snider Industries, LLP | Biomass | Harrison | SOUTHWESTERN ELECTRIC POWER COMPANY | SPP | 5.00 |  |  | FALSE
PG210019 | SNYDER ESS ASSETS LLC | 20607 | PGC | SNYDER ESS ASSETS LLC - FILED CONFIDENTIALLY 51808 | Other | Scurry | ONCOR ELECTRIC DELIVERY COMPANY | ERCOT | 9.95 |  | BESS | FALSE
PG170003 | SOCORE BANDERA LLC | 20413 | PGC | BANDERA LEAKEY NORTH ARRAY | Solar | Real | BANDERA ELECTRIC COOPERATIVE INC | ERCOT | 0.78 |  |  | FALSE
PG170003 | SOCORE BANDERA LLC | 20413 | PGC | BANDERA LEAKEY SOUTH ARRAY | Solar | Real | BANDERA ELECTRIC COOPERATIVE INC | ERCOT | 0.72 | 3/1/2017 |  | FALSE
PG170010 | SOLAIREHOLMAN 1 LLC | 20420 | PGC | SOLAIREHOLMAN SOLAR | Solar | Brewster | AEP TEXAS NORTH | ERCOT | 64.50 |  |  | FALSE
PG190010 | SOLEMIO LLC | 20495 | PGC | SOLEMIO LLC | Solar | Hopkins | ONCOR ELECTRIC DELIVERY COMPANY | ERCOT | 79.80 | 4/15/2019 |  | FALSE
PG080071 | SOUTH HOUSTON GREEN POWER LLC | 20081 | PGC | Green Power 2 - 802 | Other | Galveston | TEXAS-NEW MEXICO POWER COMPANY | ERCOT | 150.00 |  |  | FALSE
PG080071 | SOUTH HOUSTON GREEN POWER LLC | 20081 | PGC | Green Power 2 - 803 | Other | Galveston | TEXAS-NEW MEXICO POWER COMPANY | ERCOT | 150.00 |  |  | FALSE
PG080071 | SOUTH HOUSTON GREEN POWER LLC | 20081 | PGC | Green Power 2 - 804 | Other | Galveston | TEXAS-NEW MEXICO POWER COMPANY | ERCOT | 75.00 |  |  | FALSE
PG080071 | SOUTH HOUSTON GREEN POWER LLC | 20081 | PGC | Green Power 2 801 | Other | Galveston | TEXAS-NEW MEXICO POWER COMPANY | ERCOT | 150.00 |  |  | FALSE
PG080071 | SOUTH HOUSTON GREEN POWER LLC | 20081 | PGC | Power 4 - 410 | Other | Galveston | TEXAS-NEW MEXICO POWER COMPANY | ERCOT | 65.00 |  |  | FALSE
PG080071 | SOUTH HOUSTON GREEN POWER LLC | 20081 | PGC | Power 4 - 420 | Other | Galveston | TEXAS-NEW MEXICO POWER COMPANY | ERCOT | 65.00 |  |  | FALSE
PG080071 | SOUTH HOUSTON GREEN POWER LLC | 20081 | PGC | Power 4 - 450 | Other | Galveston | TEXAS-NEW MEXICO POWER COMPANY | ERCOT | 0.00 |  |  | FALSE
PG080071 | SOUTH HOUSTON GREEN POWER LLC | 20081 | PGC | STG805 | Other | Galveston | TEXAS-NEW MEXICO POWER COMPANY | ERCOT | 0.00 |  |  | FALSE
PG160003 | SOUTH PLAINS WIND ENERGY II LLC | 20387 | PGC | SOUTH PLAINS WIND ENERGY II LLC | Wind | Floyd | Oncor Electric Delivery Company NTU LLC | ERCOT | 300.00 | 3/10/2016 |  | FALSE
PG150016 | SOUTH PLAINS WIND ENERGY LLC | 20362 | PGC | SOUTH PLAINS WIND ENERGY LLC | Wind | Carson | Oncor Electric Delivery Company NTU LLC | ERCOT | 200.00 | 8/24/2015 |  | FALSE
PG210058 | SOUTH TEXAS SOLAR POWER LLC | 20645 | PGC | PEARSALL POWER PLANT SOLAR ARRAY 1 | Solar | Frio | MEDINA ELECTRIC COOPERATIVE INC | ERCOT | 0.95 |  |  | FALSE
PG210058 | SOUTH TEXAS SOLAR POWER LLC | 20645 | PGC | PEARSALL POWER PLANT SOLAR ARRAY 2 | Solar | Frio | MEDINA ELECTRIC COOPERATIVE INC | ERCOT | 0.95 |  |  | FALSE
PG210058 | SOUTH TEXAS SOLAR POWER LLC | 20645 | PGC | RED GATE POWER PLANT SOLAR ARRAY 1 | Solar | Hidalgo | MAGIC VALLEY ELECTRIC COOPERATIVE INC | ERCOT | 0.95 |  |  | FALSE
PG210058 | SOUTH TEXAS SOLAR POWER LLC | 20645 | PGC | RED GATE POWER PLANT SOLAR ARRAY 2 | Solar | Hidalgo | MAGIC VALLEY ELECTRIC COOPERATIVE INC | ERCOT | 0.95 |  |  | FALSE
PG080185 | SOUTH TRENT WIND LLC | 20219 | PGC | South Trent Wind LLC | Wind | Taylor | ONCOR ELECTRIC DELIVERY COMPANY | ERCOT | 101.20 | 7/26/2008 |  | FALSE
PG080065 | SOUTHERN FOREST PRODUCTS LLC | 20068 | PGC | Southern Forest Products, LLC | Other | Newton | JASPER-NEWTON ELECTRIC COOPERATIVE INC | SERC | 0.45 |  |  | FALSE
PG090066 | SOUTHLAKE ENERGY INC | 20249 | PGC | Copperas Cove Station #1 | Other | Lampasas | PEDERNALES ELECTRIC COOPERATIVE INC | ERCOT | 0.50 |  |  | FALSE
PG170037 | SP CACTUS FLATS WIND ENERGY LLC | 20445 | PGC | RES CACTUS FLATS WIND ENERGY LLC | Wind | Concho | AEP TEXAS NORTH | ERCOT | 148.35 |  |  | FALSE
PG210034 | SPARTA SOLAR LLC | 20621 | PGC | SPARTA SOLAR LLC | Solar | Bee | AEP TEXAS CENTRAL | ERCOT | 250.00 | 11/18/2022 |  | FALSE
PG240043 | SPENCER CLEAN ENERGY CENTER, LLC | 20807 | PGC | HARRIS SPENCER | Other | Harris | CENTERPOINT ENERGY HOUSTON ELECTRIC LLC | ERCOT | 9.90 |  | BATTERY STORAGE | FALSE
PG080058 | SPENCER STATION GENERATING COMPANY LP | 20061 | PGC | Lewisville Dam Hydroelectric Project | Hydroelectric | Denton | DENTON MUNICIPAL ELECTRIC | ERCOT | 3.00 |  |  | FALSE
PG080058 | SPENCER STATION GENERATING COMPANY LP | 20061 | PGC | Ray Roberts Dam Hydroelectric Project | Hydroelectric | Denton | DENTON MUNICIPAL ELECTRIC | ERCOT | 1.20 |  |  | FALSE
PG080058 | SPENCER STATION GENERATING COMPANY LP | 20061 | PGC | Spencer Generating Station | Other | Denton | DENTON MUNICIPAL ELECTRIC | ERCOT | 176.00 |  |  | FALSE
PG120021 | SPINNING SPUR WIND LLC | 20296 | PGC | Spinning Spur Wind | Wind | Oldham | SOUTHWESTERN PUBLIC SERVICE COMPANY | SPP | 161.00 | 10/30/2012 |  | FALSE
PG150021 | SPINNING SPUR WIND THREE LLC | 20361 | PGC | SPINNING SPUR THREE LLC | Wind | Oldham | Oncor Electric Delivery Company NTU LLC | ERCOT | 194.00 | 9/18/2015 |  | FALSE
PG140012 | SPINNING SPUR WIND TWO LLC | 20324 | PGC | SPINNING SPUR WIND TWO LLC | Wind | Oldham | ONCOR ELECTRIC DELIVERY COMPANY | ERCOT | 161.00 | 6/5/2014 |  | FALSE
PG160021 | SPRINGDALE RESOURCES LLC | 20352 | PGC | SPRINGDALE # 1 | Solar | Coleman | COLEMAN COUNTY ELECTRIC COOPERATIVE INC | ERCOT | 0.04 |  |  | FALSE
PG230028 | ST GALL ENERGY STORAGE I LLC | 20743 | PGC | ST GALL ENERGY STORAGE I LLC | Other | Pecos | TEXAS-NEW MEXICO POWER COMPANY | ERCOT | 100.00 |  | BATTERY STORAGE | FALSE
PG250007 | ST GALL ENERGY STORAGE II LLC | 20898 | PGC | ST GALL ENERGY STORAGE II LLC | Other | Pecos | TEXAS-NEW MEXICO POWER COMPANY | ERCOT | 100.00 |  | ENERGY STORAGE | FALSE
PG220023 | STAMPEDE SOLAR PROJECT LLC | 20673 | PGC | Stampede BESS | Other | Hopkins | ONCOR ELECTRIC DELIVERY COMPANY | ERCOT | 73.11 |  | BESS | FALSE
PG220023 | STAMPEDE SOLAR PROJECT LLC | 20673 | PGC | Stampede Solar | Solar | Hopkins | ONCOR ELECTRIC DELIVERY COMPANY | ERCOT | 259.07 | 5/22/2024 |  | FALSE
PG080168 | STANTON WIND ENERGY LLC | 20199 | PGC | Stanton Wind Energy Center | Wind | Martin | ONCOR ELECTRIC DELIVERY COMPANY | ERCOT | 120.00 |  |  | FALSE
PG240082 | STARR SOLAR RANCH 1 LLC | 20859 | PGC | STAR_SLR_UNIT1 | Solar | Starr | AEP TEXAS CENTRAL | ERCOT | 70.00 | 12/12/2024 |  | FALSE
PG240082 | STARR SOLAR RANCH 1 LLC | 20859 | PGC | STAR_SLR_UNIT2 | Solar | Starr | AEP TEXAS CENTRAL | ERCOT | 66.00 | 12/12/2024 |  | FALSE
PG240104 | STATEWIDE RENEWABLE LLC | 20878 | PGC | OXFORD SOLAR LLC | Solar | Hidalgo | SOUTHWEST TEXAS ELECTRIC COOPERATIVE INC | ERCOT | 4.95 |  |  | FALSE
PG180017 | STELLA WIND FARM LLC | 20469 | PGC | STELLA WIND FARM LLC | Wind | Kenedy | SOUTHWESTERN ELECTRIC POWER COMPANY | ERCOT | 201.00 | 10/23/2018 |  | FALSE
PG150008 | STEPHENS RANCH WIND ENERGY II LLC | 20355 | PGC | STEPHENS RANCH WIND ENERGY II LLC | Wind | Borden | WIND ENERGY TRANSMISSION TEXAS LLC | ERCOT | 165.00 | 4/24/2015 |  | FALSE
PG140020 | STEPHENS RANCH WIND ENERGY LLC | 20329 | PGC | [8 empty] | FALSE
PG170028 | STERLING SOLAR LLC | 20436 | PGC | STERLING SOLAR LLC | Solar | Hunt | Oncor Electric Delivery Company NTU LLC | ERCOT | 10.00 |  |  | FALSE
PG250020 | STONERIDGE SOLAR LLC |  |  | STONERIDGE BESS | Other | Milam | ONCOR ELECTRIC DELIVERY COMPANY | ERCOT | 100.00 |  | ENERGY STORAGE | FALSE
PG250020 | STONERIDGE SOLAR LLC |  |  | STONERIDGE SOLAR | Solar | Milam | ONCOR ELECTRIC DELIVERY COMPANY | ERCOT | 200.00 |  |  | FALSE
PG220026 | SUN VALLEY SOLAR LLC | 20679 | PGC | SUN VALLEY SOLAR LLC | Solar | Hill | ONCOR ELECTRIC DELIVERY COMPANY | ERCOT | 252.00 | 6/8/2022 |  | FALSE
PG230006 | SUN VALLEY STORAGE LLC | 20720 | PGC | SUN VALLEY STORAGE LLC | Other | Hill | ONCOR ELECTRIC DELIVERY COMPANY | ERCOT | 100.00 |  |  | FALSE
PG120005 | SUNE CPS1 LLC | 20281 | PGC | SUNE CPS1 LLC | Solar | Bexar | CPS ENERGY | ERCOT | 9.90 | 1/26/2012 |  | FALSE
PG120003 | SUNE CPS2 LLC | 20279 | PGC | SUNE CPS2 LLC | Solar | Bexar | CPS ENERGY | ERCOT | 9.90 | 1/24/2012 |  | FALSE
PG120004 | SUNE CPS3 LLC | 20280 | PGC | SUNE CPS3 LLC | Solar | Bexar | CPS ENERGY | ERCOT | 12.30 | 1/26/2012 |  | FALSE
PG180024 | SURGE ENERGY | 70078 | SG | [8 empty] | FALSE
PG120022 | SUZLON PROJECT VIII LLC | 20299 | PGC | SUZLON PROJECT VII | Wind | Hartley | SOUTHWESTERN PUBLIC SERVICE COMPANY | SPP | 4.20 | 12/3/2012 |  | FALSE
PG080022 | SWEENY COGENERATION LLC | 20023 | PGC | Sweeney Cogeneration Limited Partnership | Other | Brazoria | TEXAS-NEW MEXICO POWER COMPANY | ERCOT | 540.00 |  |  | FALSE
PG210021 | SWEETWATER ESS ASSETS LLC | 20608 | PGC | SWEETWATER ESS ASSETS LLC CONFIDENTIALLY FILED 51810 | Other | Nolan | ONCOR ELECTRIC DELIVERY COMPANY | ERCOT | 9.95 |  | BESS | FALSE
PG080106 | SWEETWATER WIND 1 LLC | 20135 | PGC | Sweetwater Wind 1, LLC | Wind | Nolan | ONCOR ELECTRIC DELIVERY COMPANY | ERCOT | 37.50 |  |  | FALSE
PG080097 | SWEETWATER WIND 2 LLC | 20124 | PGC | Sweetwater Wind 2 LLC | Wind | Nolan | ONCOR ELECTRIC DELIVERY COMPANY | ERCOT | 98.92 |  |  | FALSE
PG080107 | SWEETWATER WIND 3 LLC | 20136 | PGC | Sweetwater Wind 3 LLC | Wind | Nolan | ONCOR ELECTRIC DELIVERY COMPANY | ERCOT | 135.00 |  |  | FALSE
PG080144 | SWEETWATER WIND 4 LLC | 20173 | PGC | Sweetwater Wind 4 LLC | Wind | Nolan | ONCOR ELECTRIC DELIVERY COMPANY | ERCOT | 240.80 | 5/2/2007 |  | FALSE
PG080147 | SWEETWATER WIND 5 LLC | 20177 | PGC | Sweetwater Wind 5 LLC | Wind | Nolan | ONCOR ELECTRIC DELIVERY COMPANY | ERCOT | 80.50 |  |  | FALSE
PG250021 | SWIFT AIR SOLAR LLC | 20889 | PGC | SWFT_SLR_UNIT1 | Solar | Ector | ONCOR ELECTRIC DELIVERY COMPANY | ERCOT | 145.00 |  |  | FALSE
PG210015 | SWOOSE II LLC | 20596 | PGC | SWOOSE II BESS | Other | Ward | TEXAS-NEW MEXICO POWER COMPANY | ERCOT | 100.00 |  |  | FALSE
PG220005 | SWOOSE LLC | 20581 | PGC | SWOOSE BESS | Other | Ward | TEXAS-NEW MEXICO POWER COMPANY | ERCOT | 9.90 |  |  | FALSE
PG190019 | T-BONE WIND (10) LLC | 20505 | PGC | T-BONE WIND (10) LLC | Wind | Moore | SOUTHWESTERN PUBLIC SERVICE COMPANY | SPP | 8.75 |  |  | FALSE
PG120013 | T2 EF COGENERATION LLC | 20288 | PGC | SILVER OAK PROCESSING | Other | Bee | AEP TEXAS CENTRAL | ERCOT | 15.00 |  |  | FALSE
PG180016 | TAHOKA WIND LLC | 20468 | PGC | TAHOKA WIND LLC | Wind | Lynn | ONCOR ELECTRIC DELIVERY COMPANY | ERCOT | 300.00 | 6/12/2018 |  | FALSE
PG240047 | TALCO SOLAR LLC | 20833 | PGC | TALCO SOLAR LLC | Solar | Titus | ONCOR ELECTRIC DELIVERY COMPANY | ERCOT | 9.60 | 1/21/2025 |  | FALSE
PG250027 | TANZANITE ENERGY STORAGE LLC | 20892 | PGC | Tanzanite Energy Storage LLC | Other | Henderson | RAYBURN COUNTRY ELETRIC COOPERATIVE INC | ERCOT | 265.80 |  | Energy Storage Battery | FALSE
PG150014 | TARRANT REGIONAL WATER DISTRICT | 20359 | PGC | ARLINGTON OUTLET HYDROELECTRIC FACILITY | Hydroelectric | Tarrant | ONCOR ELECTRIC DELIVERY COMPANY | ERCOT | 1.35 | 6/17/2015 |  | FALSE
PG210022 | TAYGETE ENERGY PROJECT II LLC | 20611 | PGC | TAYGETE 2 SOLAR | Solar | Pecos | AEP TEXAS NORTH | ERCOT | 203.76 |  |  | FALSE
PG200021 | TAYGETE ENERGY PROJECT LLC | 20558 | PGC | TAYGETE I SOLAR | Solar | Pecos | AEP TEXAS NORTH | ERCOT | 250.00 | 6/2/2020 |  | FALSE
PG200019 | TEJAS POWER GENERATION LLC | 20554 | PGC | FILED CONFIDENTIALLY | Other | Harris | CENTERPOINT ENERGY HOUSTON ELECTRIC LLC | ERCOT | 0.00 |  |  | FALSE
PG120024 | TEMPLE GENERATION I LLC | 20297 | PGC | Panda Temple Power | Other | Bell | ONCOR ELECTRIC DELIVERY COMPANY | ERCOT | 758.00 |  | 2892 Panda Drive, Temple, TX 76501 | FALSE
PG130012 | TEMPLE GENERATION II LLC | 20310 | PGC | PANDA TEMPLE POWER II | Other | Bell | ONCOR ELECTRIC DELIVERY COMPANY | ERCOT | 700.00 |  |  | FALSE
PG080008 | TENASKA FRONTIER PARTNERS LTD | 20007 | PGC | Tenaska Frontier Partners, Ltd. | Other | Grimes | ENTERGY TEXAS INC | ERCOT | 830.00 |  |  | FALSE
PG080032 | TENASKA GATEWAY PARTNERS LTD | 20033 | PGC | Tenaska Gateway Partners LTD | Other | Rusk | RUSK COUNTY ELECTRIC COOPERATIVE INC | ERCOT | 845.00 |  |  | FALSE
PG190012 | TENDERLOIN WIND (6) LLC | 20501 | PGC | TENDERLOIN WIND (6) LLC | Wind | Sherman | SOUTHWESTERN PUBLIC SERVICE COMPANY | SPP | 10.00 |  |  | FALSE
PG080099 | TEXAS BIG SPRING LLC | 20126 | PGC | Big Spring Windpower Facility | Wind | Howard |  | ERCOT | 34.00 |  |  | FALSE
PG240055 | TEXAS BLUEBONNET SOLAR PARTNERS LLC | 20842 | PGC | TEXAS BLUEBONNET SOLAR PARTNERS LLC | Solar | McLennan | ONCOR ELECTRIC DELIVERY COMPANY | ERCOT | 9.88 |  |  | FALSE
PG090060 | TEXAS MEDICAL CENTER CENTRAL HEATING AND COOLING CORPORATION | 20244 | PGC | CHP1 | Other | Harris | CENTERPOINT ENERGY HOUSTON ELECTRIC LLC | ERCOT | 48.00 |  |  | FALSE
PG090060 | TEXAS MEDICAL CENTER CENTRAL HEATING AND COOLING CORPORATION | 20244 | PGC | GTG2 | Other | Harris | CENTERPOINT ENERGY HOUSTON ELECTRIC LLC | ERCOT | 48.00 |  | natural gas | FALSE
PG090060 | TEXAS MEDICAL CENTER CENTRAL HEATING AND COOLING CORPORATION | 20244 | PGC | Thermal Energy Corporation, Inc. | Other | Harris | CENTERPOINT ENERGY HOUSTON ELECTRIC LLC | ERCOT | 50.00 |  |  | FALSE
PG230001 | TEXAS MICROGRID II LLC | 20716 | PGC | *FILED CONFIDENITALLY PROJECT 57040 | Other | Montgomery | CENTERPOINT ENERGY HOUSTON ELECTRIC LLC | ERCOT | 1.20 |  | natural gas | FALSE
PG230001 | TEXAS MICROGRID II LLC | 20716 | PGC | FILED CONFIDENITALLY PROJECT 54815 | Other | Harris | CENTERPOINT ENERGY HOUSTON ELECTRIC LLC | ERCOT | 3.20 |  | natural gas | FALSE
PG230001 | TEXAS MICROGRID II LLC | 20716 | PGC | FILED CONFIDENITALLY PROJECT 57040 | Other | Denton | OTHER - NON ERCOT | ERCOT | 1.20 |  | natural gas Co-Serv | FALSE
PG230001 | TEXAS MICROGRID II LLC | 20716 | PGC | FILED CONFIDENITALLY PROJECT 57040 | Other | Nueces | AEP TEXAS CENTRAL | ERCOT | 0.80 |  | natural gas | FALSE
PG230001 | TEXAS MICROGRID II LLC | 20716 | PGC | FILED CONFIDENITALLY PROJECT 57040 | Other | Collin | OTHER - NON ERCOT | ERCOT | 1.20 |  | natural gas CoServ | FALSE
PG230001 | TEXAS MICROGRID II LLC | 20716 | PGC | FILED CONFIDENITALLY PROJECT 57040 | Other | Nueces | AEP TEXAS CENTRAL | ERCOT | 0.80 |  | natural gas | FALSE
PG230001 | TEXAS MICROGRID II LLC | 20716 | PGC | FILED CONFIDENITALLY PROJECT 57040 | Other | Tarrant | ONCOR ELECTRIC DELIVERY COMPANY | ERCOT | 1.20 |  | natural gas | FALSE
PG230001 | TEXAS MICROGRID II LLC | 20716 | PGC | FILED CONFIDENITALLY PROJECT 57040 | Other | McLennan | ONCOR ELECTRIC DELIVERY COMPANY | ERCOT | 5.60 |  | natural gas | FALSE
PG230001 | TEXAS MICROGRID II LLC | 20716 | PGC | FILED CONFIDENITALLY PROJECT 57040 | Other | Harris | CENTERPOINT ENERGY HOUSTON ELECTRIC LLC | ERCOT | 1.20 |  | natural gas | FALSE
PG230001 | TEXAS MICROGRID II LLC | 20716 | PGC | FILED CONFIDENITALLY PROJECT 57040 | Other | Dallas | ONCOR ELECTRIC DELIVERY COMPANY | ERCOT | 1.60 |  | natural gas | FALSE
PG230001 | TEXAS MICROGRID II LLC | 20716 | PGC | FILED CONFIDENITALLY PROJECT 57040 | Other | Harris | CENTERPOINT ENERGY HOUSTON ELECTRIC LLC | ERCOT | 1.20 |  | natural gas | FALSE
PG230001 | TEXAS MICROGRID II LLC | 20716 | PGC | FILED CONFIDENITALLY PROJECT 57196 | Other | Harris | CENTERPOINT ENERGY HOUSTON ELECTRIC LLC | ERCOT | 1.20 |  | natural gas | FALSE
PG230001 | TEXAS MICROGRID II LLC | 20716 | PGC | FILED CONFIDENITALLY PROJECT 57196 | Other | Tarrant | ONCOR ELECTRIC DELIVERY COMPANY | ERCOT | 1.20 |  | natural gas | FALSE
PG230001 | TEXAS MICROGRID II LLC | 20716 | PGC | FILED CONFIDENITALLY PROJECT 57196 | Other | Tarrant | ONCOR ELECTRIC DELIVERY COMPANY | ERCOT | 1.20 |  | natural gas | FALSE
PG230001 | TEXAS MICROGRID II LLC | 20716 | PGC | FILED CONFIDENTIALLY IN 54177 FB LID2a | Other | Fort Bend | CENTERPOINT ENERGY HOUSTON ELECTRIC LLC | ERCOT | 5.60 |  | Natural Gas | FALSE
PG230001 | TEXAS MICROGRID II LLC | 20716 | PGC | FILED CONFIDENTIALLY IN 54177 FB LID2B | Other | Fort Bend | CENTERPOINT ENERGY HOUSTON ELECTRIC LLC | ERCOT | 5.60 |  | Natural Gas | FALSE
PG230001 | TEXAS MICROGRID II LLC | 20716 | PGC | FILED CONFIDENTIALLY IN 54177 Praxair | Other | Brazoria | CENTERPOINT ENERGY HOUSTON ELECTRIC LLC | ERCOT | 1.20 |  | Natural Gas | FALSE
PG190005 | TEXAS MICROGRID LLC | 20493 | PGC | 00057 CORPUS CHRISTI 18 | Other | Nueces | AEP TEXAS CENTRAL | ERCOT | 1.20 |  |  | FALSE
PG190005 | TEXAS MICROGRID LLC | 20493 | PGC | 00069 STAPLES/SARATOGA | Other | Nueces | AEP TEXAS CENTRAL | ERCOT | 1.60 |  |  | FALSE
PG190005 | TEXAS MICROGRID LLC | 20493 | PGC | 00136 HARLINGEN 04 | Other | Cameron | AEP TEXAS CENTRAL | ERCOT | 0.80 |  |  | FALSE
PG190005 | TEXAS MICROGRID LLC | 20493 | PGC | 00139 WEBER/HOLLY | Other | Nueces | AEP TEXAS CENTRAL | ERCOT | 0.80 |  |  | FALSE
PG190005 | TEXAS MICROGRID LLC | 20493 | PGC | 00210 ALAMEDA | Other | Nueces | AEP TEXAS CENTRAL | ERCOT | 0.80 |  |  | FALSE
PG190005 | TEXAS MICROGRID LLC | 20493 | PGC | 00212 MCALLEN 04 TENTH/FERN | Other | Hidalgo | AEP TEXAS CENTRAL | ERCOT | 0.80 |  |  | FALSE
PG190005 | TEXAS MICROGRID LLC | 20493 | PGC | 00231 WESLACO 01 N TEXAS/MICHAEL | Other | Hidalgo | AEP TEXAS CENTRAL | ERCOT | 0.80 |  |  | FALSE
PG190005 | TEXAS MICROGRID LLC | 20493 | PGC | 00270 SPID/STAPLES | Other | Nueces | AEP TEXAS CENTRAL | ERCOT | 0.80 |  |  | FALSE
PG190005 | TEXAS MICROGRID LLC | 20493 | PGC | 00291 HARLINGEN 02 N HWY83/LINCOLN | Other | Cameron | AEP TEXAS CENTRAL | ERCOT | 1.20 |  |  | FALSE
PG190005 | TEXAS MICROGRID LLC | 20493 | PGC | 00334 MCALLEN 01 PECAN/N WARE | Other | Hidalgo | AEP TEXAS CENTRAL | ERCOT | 1.20 |  |  | FALSE
PG190005 | TEXAS MICROGRID LLC | 20493 | PGC | 00431 EDINBURG 02 GONZALEZ/MCCALL | Other | Hidalgo | AEP TEXAS CENTRAL | ERCOT | 1.20 |  |  | FALSE
PG190005 | TEXAS MICROGRID LLC | 20493 | PGC | 00462 PORT/TARLTON | Other | Nueces | AEP TEXAS CENTRAL | ERCOT | 1.20 |  |  | FALSE
PG190005 | TEXAS MICROGRID LLC | 20493 | PGC | BAYTOWN NEW STORE | Other | Harris | CENTERPOINT ENERGY HOUSTON ELECTRIC LLC | ERCOT | 1.20 |  |  | FALSE
PG190005 | TEXAS MICROGRID LLC | 20493 | PGC | CONFIDENTIAL FILING 47956 ITEM 2 -00013 RIO GRANDE CITY | Other | Starr | AEP TEXAS CENTRAL | ERCOT | 1.20 |  |  | FALSE
PG190005 | TEXAS MICROGRID LLC | 20493 | PGC | CONFIDENTIAL FILING 47956 ITEM 2 -00038 SAN JUAN | Other | Hidalgo | AEP TEXAS CENTRAL | ERCOT | 1.20 |  |  | FALSE
PG190005 | TEXAS MICROGRID LLC | 20493 | PGC | CONFIDENTIAL FILING 47956 ITEM 2 -00052 SAN ANGELO | Other | Tom Green | AEP TEXAS NORTH | ERCOT | 0.80 |  |  | FALSE
PG190005 | TEXAS MICROGRID LLC | 20493 | PGC | CONFIDENTIAL FILING 47956 ITEM 2 -00070 ABILENE | Other | Taylor | AEP TEXAS NORTH | ERCOT | 1.20 |  |  | FALSE
PG190005 | TEXAS MICROGRID LLC | 20493 | PGC | CONFIDENTIAL FILING 47956 ITEM 2 -00092 VICTORIA 03 | Other | Victoria | AEP TEXAS CENTRAL | ERCOT | 1.60 |  |  | FALSE
PG190005 | TEXAS MICROGRID LLC | 20493 | PGC | CONFIDENTIAL FILING 47956 ITEM 2 -00095 LAREDO | Other | Webb | AEP TEXAS CENTRAL | ERCOT | 1.60 |  |  | FALSE
PG190005 | TEXAS MICROGRID LLC | 20493 | PGC | CONFIDENTIAL FILING 47956 ITEM 2 -00182 TEMPLE | Other | Bell | ONCOR ELECTRIC DELIVERY COMPANY | ERCOT | 1.20 |  |  | FALSE
PG190005 | TEXAS MICROGRID LLC | 20493 | PGC | CONFIDENTIAL FILING 47956 ITEM 2 -00223 ALICE | Other | Jim Wells | AEP TEXAS CENTRAL | ERCOT | 1.20 |  |  | FALSE
PG190005 | TEXAS MICROGRID LLC | 20493 | PGC | CONFIDENTIAL FILING 47956 ITEM 2 -00236 WELLS BRANCH | Other | Travis | ONCOR ELECTRIC DELIVERY COMPANY | ERCOT | 0.08 |  |  | FALSE
PG190005 | TEXAS MICROGRID LLC | 20493 | PGC | CONFIDENTIAL FILING 47956 ITEM 2 -00255 LAREDO | Other | Webb | AEP TEXAS CENTRAL | ERCOT | 1.20 |  |  | FALSE
PG190005 | TEXAS MICROGRID LLC | 20493 | PGC | CONFIDENTIAL FILING 47956 ITEM 2 -00373 ROUND ROCK | Other | Williamson | ONCOR ELECTRIC DELIVERY COMPANY | ERCOT | 0.08 |  |  | FALSE
PG190005 | TEXAS MICROGRID LLC | 20493 | PGC | CONFIDENTIAL FILING 47956 ITEM 2 -00381 HARKER HEIGHTS | Other | Bell | ONCOR ELECTRIC DELIVERY COMPANY | ERCOT | 1.20 |  |  | FALSE
PG190005 | TEXAS MICROGRID LLC | 20493 | PGC | CONFIDENTIAL FILING 47956 ITEM 2 -00401 KINGSVILLE | Other | Kleberg | AEP TEXAS CENTRAL | ERCOT | 0.80 |  |  | FALSE
PG190005 | TEXAS MICROGRID LLC | 20493 | PGC | CONFIDENTIAL FILING 47956 ITEM 2 -00423 WACO 08 | Other | McLennan | ONCOR ELECTRIC DELIVERY COMPANY | ERCOT | 0.80 |  |  | FALSE
PG190005 | TEXAS MICROGRID LLC | 20493 | PGC | CONFIDENTIAL FILING 47956 ITEM 2 -00426 WAXAHACHIE | Other | Ellis | ONCOR ELECTRIC DELIVERY COMPANY | ERCOT | 1.20 |  |  | FALSE
PG190005 | TEXAS MICROGRID LLC | 20493 | PGC | CONFIDENTIAL FILING 47956 ITEM 2 -00449 LAREDO 7 | Other | Webb | AEP TEXAS CENTRAL | ERCOT | 0.80 |  |  | FALSE
PG190005 | TEXAS MICROGRID LLC | 20493 | PGC | CONFIDENTIAL FILING 47956 ITEM 2 -00479 PFLUGERVILLE 02 | Other | Travis | ONCOR ELECTRIC DELIVERY COMPANY | ERCOT | 0.08 |  |  | FALSE
PG190005 | TEXAS MICROGRID LLC | 20493 | PGC | CONFIDENTIAL FILING 47956 ITEM 2 -00488 PORTLAND | Other | San Patricio | AEP TEXAS CENTRAL | ERCOT | 0.80 |  |  | FALSE
PG190005 | TEXAS MICROGRID LLC | 20493 | PGC | CONFIDENTIAL FILING 47956 ITEM 2 -00495 ROUND ROCK | Other | Williamson | ONCOR ELECTRIC DELIVERY COMPANY | ERCOT | 0.80 |  |  | FALSE
PG190005 | TEXAS MICROGRID LLC | 20493 | PGC | CONFIDENTIAL FILING 47956 ITEM 2 -00545 FT WORTH | Other | Tarrant | ONCOR ELECTRIC DELIVERY COMPANY | ERCOT | 1.20 |  |  | FALSE
PG190005 | TEXAS MICROGRID LLC | 20493 | PGC | CONFIDENTIAL FILING 47956 ITEM 2 -00546 PLANO | Other | Collin | ONCOR ELECTRIC DELIVERY COMPANY | ERCOT | 1.20 |  |  | FALSE
PG190005 | TEXAS MICROGRID LLC | 20493 | PGC | CONFIDENTIAL FILING 47956 ITEM 2 -00552 CENTRAL MARKET | Other | Dallas | ONCOR ELECTRIC DELIVERY COMPANY | ERCOT | 1.20 |  |  | FALSE
PG190005 | TEXAS MICROGRID LLC | 20493 | PGC | CONFIDENTIAL FILING 47956 ITEM 2 -00553 BEARCREEK | Other | Harris | CENTERPOINT ENERGY HOUSTON ELECTRIC LLC | ERCOT | 0.80 |  |  | FALSE
PG190005 | TEXAS MICROGRID LLC | 20493 | PGC | CONFIDENTIAL FILING 47956 ITEM 2 -00554 VICTORIA 02 | Other | Victoria | AEP TEXAS CENTRAL | ERCOT | 1.20 |  |  | FALSE
PG190005 | TEXAS MICROGRID LLC | 20493 | PGC | CONFIDENTIAL FILING 47956 ITEM 2 -00562 ROCKPORT | Other | Aransas | AEP TEXAS CENTRAL | ERCOT | 0.80 |  |  | FALSE
PG190005 | TEXAS MICROGRID LLC | 20493 | PGC | CONFIDENTIAL FILING 47956 ITEM 2 -00564 WOODLANDS 01 RAYFORD | Other | Montgomery | CENTERPOINT ENERGY HOUSTON ELECTRIC LLC | ERCOT | 0.80 |  |  | FALSE
PG190005 | TEXAS MICROGRID LLC | 20493 | PGC | CONFIDENTIAL FILING 47956 ITEM 2 -00581 KILLEEN | Other | Bell | ONCOR ELECTRIC DELIVERY COMPANY | ERCOT | 1.20 |  |  | FALSE
PG190005 | TEXAS MICROGRID LLC | 20493 | PGC | CONFIDENTIAL FILING 47956 ITEM 2 -00586 LAREDO 06 | Other | Webb | AEP TEXAS CENTRAL | ERCOT | 1.20 |  |  | FALSE
PG190005 | TEXAS MICROGRID LLC | 20493 | PGC | CONFIDENTIAL FILING 47956 ITEM 2 -00591 ROUND ROCK | Other | Williamson | ONCOR ELECTRIC DELIVERY COMPANY | ERCOT | 1.60 |  |  | FALSE
PG190005 | TEXAS MICROGRID LLC | 20493 | PGC | CONFIDENTIAL FILING 47956 ITEM 2 -00642 PHARR | Other | Hidalgo | AEP TEXAS CENTRAL | ERCOT | 1.20 |  |  | FALSE
PG190005 | TEXAS MICROGRID LLC | 20493 | PGC | CONFIDENTIAL FILING 47956 ITEM 2 -00668 COPPERAS COVE | Other | Coryell | ONCOR ELECTRIC DELIVERY COMPANY | ERCOT | 1.20 |  |  | FALSE
PG190005 | TEXAS MICROGRID LLC | 20493 | PGC | CONFIDENTIAL FILING 47956 ITEM 2 -00672 WACO 01 | Other | McLennan | ONCOR ELECTRIC DELIVERY COMPANY | ERCOT | 1.20 |  |  | FALSE
PG190005 | TEXAS MICROGRID LLC | 20493 | PGC | CONFIDENTIAL FILING 47956 ITEM 2 -00741 MONT BELVIEU | Other | Harris | CENTERPOINT ENERGY HOUSTON ELECTRIC LLC | ERCOT | 1.20 |  |  | FALSE
PG190005 | TEXAS MICROGRID LLC | 20493 | PGC | CONFIDENTIAL FILING 48029 ITEM 2 - 00737 Houston Height | Other | Harris | CENTERPOINT ENERGY HOUSTON ELECTRIC LLC | ERCOT | 1.20 |  |  | FALSE
PG190005 | TEXAS MICROGRID LLC | 20493 | PGC | CONFIDENTIAL FILING 48029 ITEM 2 - 00738 Rice and Bissonnet | Other | Harris | CENTERPOINT ENERGY HOUSTON ELECTRIC LLC | ERCOT | 1.20 |  |  | FALSE
PG190005 | TEXAS MICROGRID LLC | 20493 | PGC | CONFIDENTIAL FILING 48029 ITEM 2 - 1093 Spring Green | Other | Fort Bend | CENTERPOINT ENERGY HOUSTON ELECTRIC LLC | ERCOT | 0.80 |  |  | FALSE
PG190005 | TEXAS MICROGRID LLC | 20493 | PGC | CONFIDENTIAL FILING 48029 ITEM 2 - 2920 Gosling | Other | Harris | CENTERPOINT ENERGY HOUSTON ELECTRIC LLC | ERCOT | 0.80 |  |  | FALSE
PG190005 | TEXAS MICROGRID LLC | 20493 | PGC | CONFIDENTIAL FILING 48348 ITEM 2 - 00747 DALLAS CENTRAL MARKET | Other | Dallas | ONCOR ELECTRIC DELIVERY COMPANY | ERCOT | 0.80 |  |  | FALSE
PG190005 | TEXAS MICROGRID LLC | 20493 | PGC | CONFIDENTIAL FILING 48348 ITEM 2 - TEXAS A&M RELLIS CAMPUS | Other | Brazos | BTU RURAL ELECTRIC DIVISION | ERCOT | 9.60 |  |  | FALSE
PG190005 | TEXAS MICROGRID LLC | 20493 | PGC | CONFIDENTIAL FILING ITEM 2 - 48924 | Other | Harris | CENTERPOINT ENERGY HOUSTON ELECTRIC LLC | ERCOT | 0.80 |  |  | FALSE
PG190005 | TEXAS MICROGRID LLC | 20493 | PGC | CONFIDENTIAL FILING ITEM 2 - 50395 HOUSTON | Other | Harris | CENTERPOINT ENERGY HOUSTON ELECTRIC LLC | ERCOT | 1.20 |  |  | FALSE
PG190005 | TEXAS MICROGRID LLC | 20493 | PGC | CONFIDENTIAL FILING ITEM 2 47019 | Other | Harris | CENTERPOINT ENERGY HOUSTON ELECTRIC LLC | ERCOT | 0.80 |  |  | FALSE
PG190005 | TEXAS MICROGRID LLC | 20493 | PGC | CONFIDENTIAL FILING ITEM 2 47019 | Other | Montgomery | CENTERPOINT ENERGY HOUSTON ELECTRIC LLC | ERCOT | 1.20 |  |  | FALSE
PG190005 | TEXAS MICROGRID LLC | 20493 | PGC | CONFIDENTIAL FILING ITEM 2 47019 | Other | Fort Bend | CENTERPOINT ENERGY HOUSTON ELECTRIC LLC | ERCOT | 1.20 |  |  | FALSE
PG190005 | TEXAS MICROGRID LLC | 20493 | PGC | CONFIDENTIAL FILING ITEM 2 47019 | Other | Harris | CENTERPOINT ENERGY HOUSTON ELECTRIC LLC | ERCOT | 1.20 |  |  | FALSE
PG190005 | TEXAS MICROGRID LLC | 20493 | PGC | CONFIDENTIAL FILING ITEM 2 47019 | Other | Brazoria | CENTERPOINT ENERGY HOUSTON ELECTRIC LLC | ERCOT | 1.20 |  |  | FALSE
PG190005 | TEXAS MICROGRID LLC | 20493 | PGC | CONFIDENTIAL FILING ITEM 2 47019 | Other | Tom Green | AEP TEXAS NORTH | ERCOT | 1.20 |  |  | FALSE
PG190005 | TEXAS MICROGRID LLC | 20493 | PGC | CONFIDENTIAL FILING ITEM 2 47019 | Other | Fort Bend | CENTERPOINT ENERGY HOUSTON ELECTRIC LLC | ERCOT | 1.20 |  |  | FALSE
PG190005 | TEXAS MICROGRID LLC | 20493 | PGC | CONFIDENTIAL FILING ITEM 2 47019 | Other | Fort Bend | CENTERPOINT ENERGY HOUSTON ELECTRIC LLC | ERCOT | 1.20 |  |  | FALSE
PG190005 | TEXAS MICROGRID LLC | 20493 | PGC | CONFIDENTIAL FILING ITEM 2 47019 | Other | Bell | ONCOR ELECTRIC DELIVERY COMPANY | ERCOT | 1.20 |  |  | FALSE
PG190005 | TEXAS MICROGRID LLC | 20493 | PGC | CONFIDENTIAL FILING ITEM 2 50395 - FORT WORTH | Other | Tarrant | ONCOR ELECTRIC DELIVERY COMPANY | ERCOT | 1.20 |  |  | FALSE
PG190005 | TEXAS MICROGRID LLC | 20493 | PGC | CONFIDENTIAL FILING ITEM 2 PROJECT 42675 | Other | Unknown | TEXAS-NEW MEXICO POWER COMPANY | ERCOT | 2.50 |  |  | FALSE
PG190005 | TEXAS MICROGRID LLC | 20493 | PGC | CONFIDENTIAL FILING ITEM 2 PROJECT 44328 | Other | Galveston | TEXAS-NEW MEXICO POWER COMPANY | ERCOT | 2.50 |  |  | FALSE
PG190005 | TEXAS MICROGRID LLC | 20493 | PGC | CONFIDENTIAL FILING ITEM 2 PROJECT 44328 | Other | Galveston | TEXAS-NEW MEXICO POWER COMPANY | ERCOT | 5.00 |  |  | FALSE
PG190005 | TEXAS MICROGRID LLC | 20493 | PGC | CONFIDENTIAL FILING ITEM 2 PROJECT 46840 | Other | Waller | CENTERPOINT ENERGY HOUSTON ELECTRIC LLC | ERCOT | 2.26 |  |  | FALSE
PG190005 | TEXAS MICROGRID LLC | 20493 | PGC | CONFIDENTIAL FILING ITEM 2 PROJECT 46840 | Other | Galveston | TEXAS-NEW MEXICO POWER COMPANY | ERCOT | 1.13 |  |  | FALSE
PG190005 | TEXAS MICROGRID LLC | 20493 | PGC | CONFIDENTIAL FILING ITEM 2 PROJECT 46840 | Other | Harris | CENTERPOINT ENERGY HOUSTON ELECTRIC LLC | ERCOT | 1.13 |  |  | FALSE
PG190005 | TEXAS MICROGRID LLC | 20493 | PGC | CONFIDENTIAL FILING ITEM 2 PROJECT 46840 | Other | Fort Bend | CENTERPOINT ENERGY HOUSTON ELECTRIC LLC | ERCOT | 1.13 |  |  | FALSE
PG190005 | TEXAS MICROGRID LLC | 20493 | PGC | CONFIDENTIAL FILING ITEM 2 PROJECT 46840 | Other | Bell | ONCOR ELECTRIC DELIVERY COMPANY | ERCOT | 1.13 |  |  | FALSE
PG190005 | TEXAS MICROGRID LLC | 20493 | PGC | CONFIDENTIAL FILING ITEM 2 PROJECT 46840 | Other | Kaufman | ONCOR ELECTRIC DELIVERY COMPANY | ERCOT | 1.13 |  |  | FALSE
PG190005 | TEXAS MICROGRID LLC | 20493 | PGC | CONFIDENTIAL FILING ITEM 2 PROJECT 46840 | Other | Denton | ONCOR ELECTRIC DELIVERY COMPANY | ERCOT | 1.13 |  |  | FALSE
PG190005 | TEXAS MICROGRID LLC | 20493 | PGC | CONFIDENTIAL FILING ITEM 2 PROJECT 46840 | Other | Brazoria | TEXAS-NEW MEXICO POWER COMPANY | ERCOT | 0.38 |  |  | FALSE
PG190005 | TEXAS MICROGRID LLC | 20493 | PGC | CONFIDENTIAL FILING ITEM 2 PROJECT 46840 | Other | Rockwall | ONCOR ELECTRIC DELIVERY COMPANY | ERCOT | 1.13 |  |  | FALSE
PG190005 | TEXAS MICROGRID LLC | 20493 | PGC | CONFIDENTIAL FILING ITEM 2 PROJECT 46840 | Other | Wharton | CENTERPOINT ENERGY HOUSTON ELECTRIC LLC | ERCOT | 0.75 |  |  | FALSE
PG190005 | TEXAS MICROGRID LLC | 20493 | PGC | CONFIDENTIAL FILING ITEM 2 PROJECT 50767 00172 Edinburg | Other | Hidalgo | AEP TEXAS CENTRAL | ERCOT | 0.80 |  |  | FALSE
PG190005 | TEXAS MICROGRID LLC | 20493 | PGC | CONFIDENTIAL FILING ITEM 2 PROJECT 50767 00383 Port lsabel | Other | Cameron | AEP TEXAS CENTRAL | ERCOT | 0.80 |  |  | FALSE
PG190005 | TEXAS MICROGRID LLC | 20493 | PGC | CONFIDENTIAL FILING ITEM 2 PROJECT 50767 00448 Palmview | Other | Hidalgo | AEP TEXAS CENTRAL | ERCOT | 0.80 |  |  | FALSE
PG190005 | TEXAS MICROGRID LLC | 20493 | PGC | CONFIDENTIAL FILING ITEM 2 PROJECT 50767 00674 Palmhurst | Other | Hidalgo | AEP TEXAS CENTRAL | ERCOT | 0.80 |  |  | FALSE
PG190005 | TEXAS MICROGRID LLC | 20493 | PGC | CONFIDENTIAL FILING ITEM 2 PROJECT 50767 00745 Beechnut | Other | Harris | CENTERPOINT ENERGY HOUSTON ELECTRIC LLC | ERCOT | 1.20 |  |  | FALSE
PG190005 | TEXAS MICROGRID LLC | 20493 | PGC | CONFIDENTIAL FILING ITEM 2 PROJECT 50767 00749 Richmond | Other | Fort Bend | CENTERPOINT ENERGY HOUSTON ELECTRIC LLC | ERCOT | 1.20 |  |  | FALSE
PG190005 | TEXAS MICROGRID LLC | 20493 | PGC | CONFIDENTIAL FILING ITEM 2 PROJECT 50767 CitizensHospital | Other | Victoria | AEP TEXAS CENTRAL | ERCOT | 2.80 |  |  | FALSE
PG190005 | TEXAS MICROGRID LLC | 20493 | PGC | CONFIDENTIAL FILING ITEM 2 PROJECT 51758 00418 DEL RIO | Other | Val Verde | AEP TEXAS CENTRAL | ERCOT | 0.80 |  | NAT GAS | FALSE
PG190005 | TEXAS MICROGRID LLC | 20493 | PGC | CONFIDENTIAL FILING ITEM 2 PROJECT 51758 00419 EAGLE PASS | Other | Maverick | AEP TEXAS CENTRAL | ERCOT | 0.80 |  | NAT GAS | FALSE
PG190005 | TEXAS MICROGRID LLC | 20493 | PGC | CONFIDENTIAL FILING ITEM 2 PROJECT 51758 00441 UVALDE | Other | Uvalde | AEP TEXAS CENTRAL | ERCOT | 0.80 |  | NAT GAS | FALSE
PG190005 | TEXAS MICROGRID LLC | 20493 | PGC | CONFIDENTIAL FILING ITEM 2 PROJECT 51758 00696 HUTTO | Other | Williamson | ONCOR ELECTRIC DELIVERY COMPANY | ERCOT | 1.20 |  | Nat Gas | FALSE
PG190005 | TEXAS MICROGRID LLC | 20493 | PGC | CONFIDENTIAL FILING ITEM 2 PROJECT 51758 NFBWA | Other | Fort Bend | CENTERPOINT ENERGY HOUSTON ELECTRIC LLC | ERCOT | 2.40 |  | Nat Gas | FALSE
PG190005 | TEXAS MICROGRID LLC | 20493 | PGC | CONFIDENTIAL FILING ITEM 2 PROJECT 52620 00769 WEBSTER | Other | Harris | CENTERPOINT ENERGY HOUSTON ELECTRIC LLC | ERCOT | 1.20 |  | NAT GAS | FALSE
PG190005 | TEXAS MICROGRID LLC | 20493 | PGC | CONFIDENTIAL FILING ITEM 2 PROJECT 54060 HEB TEMPLE DISTRIBUTION CENTER | Other | Bell | ONCOR ELECTRIC DELIVERY COMPANY | ERCOT | 4.80 |  | NAT GAS | FALSE
PG190005 | TEXAS MICROGRID LLC | 20493 | PGC | CONFIDENTIAL FILING ITEM 2 PROJECT 54060 TRADITION CLEARFORK | Other | Tarrant | ONCOR ELECTRIC DELIVERY COMPANY | ERCOT | 1.20 |  | NAT GAS | FALSE
PG190005 | TEXAS MICROGRID LLC | 20493 | PGC | CONFIDENTIAL FILING ITEM 2 PROJECT 57387 TM1-HEB-Freshl-DC-TX | Other | Bexar | CPS ENERGY | ERCOT | 4.80 |  | NAT GAS | FALSE
PG190005 | TEXAS MICROGRID LLC | 20493 | PGC | CONFIDENTIAL FILING ITEM 2 PROJECT 57387 TM1-HEB-Temple DC 1 B-TX5 | Other | Bell | ONCOR ELECTRIC DELIVERY COMPANY | ERCOT | 1.60 |  | NAT GAS | FALSE
PG190005 | TEXAS MICROGRID LLC | 20493 | PGC | CONFIDENTIAL FILING ITEM 2 PROJECT 57387 TM1-HEB-Temple DC 2A-TX5 | Other | Bell | ONCOR ELECTRIC DELIVERY COMPANY | ERCOT | 6.40 |  | NAT GAS | FALSE
PG190005 | TEXAS MICROGRID LLC | 20493 | PGC | FILED CONFIDENTIALLY IN 49867 00026 NEW BRAUNFELS | Other | Bexar | CPS ENERGY | ERCOT | 1.20 |  |  | FALSE
PG190005 | TEXAS MICROGRID LLC | 20493 | PGC | FILED CONFIDENTIALLY IN 49867 00084 ZARZAMORA | Other | Bexar | CPS ENERGY | ERCOT | 1.20 |  |  | FALSE
PG190005 | TEXAS MICROGRID LLC | 20493 | PGC | FILED CONFIDENTIALLY IN 49867 00085 POTRANCO | Other | Bexar | CPS ENERGY | ERCOT | 1.60 |  |  | FALSE
PG190005 | TEXAS MICROGRID LLC | 20493 | PGC | FILED CONFIDENTIALLY IN 49867 00106 WHITE RD | Other | Bexar | CPS ENERGY | ERCOT | 0.80 |  |  | FALSE
PG190005 | TEXAS MICROGRID LLC | 20493 | PGC | FILED CONFIDENTIALLY IN 49867 00108 281 | Other | Bexar | CPS ENERGY | ERCOT | 1.20 |  |  | FALSE
PG190005 | TEXAS MICROGRID LLC | 20493 | PGC | FILED CONFIDENTIALLY IN 49867 00164 SAN PEDRO | Other | Bexar | CPS ENERGY | ERCOT | 0.80 |  |  | FALSE
PG190005 | TEXAS MICROGRID LLC | 20493 | PGC | FILED CONFIDENTIALLY IN 49867 00189 CULEBRA | Other | Bexar | CPS ENERGY | ERCOT | 0.80 |  |  | FALSE
PG190005 | TEXAS MICROGRID LLC | 20493 | PGC | FILED CONFIDENTIALLY IN 49867 00195 WEST AVE | Other | Bexar | CPS ENERGY | ERCOT | 0.80 |  |  | FALSE
PG190005 | TEXAS MICROGRID LLC | 20493 | PGC | FILED CONFIDENTIALLY IN 49867 00211 N NEW BRAUNFELS | Other | Bexar | CPS ENERGY | ERCOT | 0.80 |  |  | FALSE
PG190005 | TEXAS MICROGRID LLC | 20493 | PGC | FILED CONFIDENTIALLY IN 49867 00224 GUILBEAU | Other | Bexar | CPS ENERGY | ERCOT | 0.80 |  |  | FALSE
PG190005 | TEXAS MICROGRID LLC | 20493 | PGC | FILED CONFIDENTIALLY IN 49867 00235 GRISSOM | Other | Bexar | CPS ENERGY | ERCOT | 0.80 |  |  | FALSE
PG190005 | TEXAS MICROGRID LLC | 20493 | PGC | FILED CONFIDENTIALLY IN 49867 00385 OLMOS | Other | Bexar | CPS ENERGY | ERCOT | 0.80 |  |  | FALSE
PG190005 | TEXAS MICROGRID LLC | 20493 | PGC | FILED CONFIDENTIALLY IN 49867 00389 WEST AVE | Other | Bexar | CPS ENERGY | ERCOT | 0.80 |  |  | FALSE
PG190005 | TEXAS MICROGRID LLC | 20493 | PGC | FILED CONFIDENTIALLY IN 49867 00395 I-10 WEST | Other | Bexar | CPS ENERGY | ERCOT | 0.80 |  |  | FALSE
PG190005 | TEXAS MICROGRID LLC | 20493 | PGC | FILED CONFIDENTIALLY IN 49867 00397 SAN PEDRO | Other | Bexar | CPS ENERGY | ERCOT | 0.80 |  |  | FALSE
PG190005 | TEXAS MICROGRID LLC | 20493 | PGC | FILED CONFIDENTIALLY IN 49867 00427 MILITARY | Other | Bexar | CPS ENERGY | ERCOT | 0.80 |  |  | FALSE
PG190005 | TEXAS MICROGRID LLC | 20493 | PGC | FILED CONFIDENTIALLY IN 49867 00444 MILITARY | Other | Bexar | CPS ENERGY | ERCOT | 1.20 |  |  | FALSE
PG190005 | TEXAS MICROGRID LLC | 20493 | PGC | FILED CONFIDENTIALLY IN 49867 00463 N LOOP | Other | Bexar | CPS ENERGY | ERCOT | 1.20 |  |  | FALSE
PG190005 | TEXAS MICROGRID LLC | 20493 | PGC | FILED CONFIDENTIALLY IN 49867 00480 WURZBACH | Other | Bexar | CPS ENERGY | ERCOT | 0.80 |  |  | FALSE
PG190005 | TEXAS MICROGRID LLC | 20493 | PGC | FILED CONFIDENTIALLY IN 49867 00556 FREDERICKSBURG | Other | Bexar | CPS ENERGY | ERCOT | 0.80 |  |  | FALSE
PG190005 | TEXAS MICROGRID LLC | 20493 | PGC | FILED CONFIDENTIALLY IN 49867 00613 MARBACH | Other | Bexar | CPS ENERGY | ERCOT | 0.80 |  |  | FALSE
PG190005 | TEXAS MICROGRID LLC | 20493 | PGC | FILED CONFIDENTIALLY IN 49867 00658 WILDERNESS | Other | Bexar | CPS ENERGY | ERCOT | 0.80 |  |  | FALSE
PG190005 | TEXAS MICROGRID LLC | 20493 | PGC | FILED CONFIDENTIALLY IN 49867 00678 VALLET HI | Other | Bexar | CPS ENERGY | ERCOT | 0.80 |  |  | FALSE
PG190005 | TEXAS MICROGRID LLC | 20493 | PGC | FILED CONFIDENTIALLY IN 49867 00699 NOGALITOS | Other | Bexar | CPS ENERGY | ERCOT | 1.20 |  |  | FALSE
PG190005 | TEXAS MICROGRID LLC | 20493 | PGC | FILED CONFIDENTIALLY IN 49867 00732 BULVERDE | Other | Bexar | CPS ENERGY | ERCOT | 0.80 |  |  | FALSE
PG190005 | TEXAS MICROGRID LLC | 20493 | PGC | FILED CONFIDENTIALLY IN 49867 00733 ALAMO RANCH | Other | Bexar | CPS ENERGY | ERCOT | 0.80 |  |  | FALSE
PG190005 | TEXAS MICROGRID LLC | 20493 | PGC | FILED CONFIDENTIALLY IN 49867 SUPER REGIONAL RSC | Other | Bexar | CPS ENERGY | ERCOT | 6.40 |  |  | FALSE
PG190005 | TEXAS MICROGRID LLC | 20493 | PGC | FILED CONFIDIDENTIAL IN 49485 00423 WACO | Other | McLennan | ONCOR ELECTRIC DELIVERY COMPANY | ERCOT | 0.80 |  |  | FALSE
PG190005 | TEXAS MICROGRID LLC | 20493 | PGC | FILED CONFIDIDENTIAL IN 49485 00552 DALLAS | Other | Dallas | ONCOR ELECTRIC DELIVERY COMPANY | ERCOT | 1.20 |  |  | FALSE
PG190005 | TEXAS MICROGRID LLC | 20493 | PGC | FILED CONFIDIDENTIAL IN 49485 00559 HOUSTON | Other | Harris | CENTERPOINT ENERGY HOUSTON ELECTRIC LLC | ERCOT | 0.80 |  |  | FALSE
PG190005 | TEXAS MICROGRID LLC | 20493 | PGC | FILED CONFIDIDENTIAL IN 49485 00564 WOODLANDS | Other | Montgomery | CENTERPOINT ENERGY HOUSTON ELECTRIC LLC | ERCOT | 0.80 |  |  | FALSE
PG190005 | TEXAS MICROGRID LLC | 20493 | PGC | FILED CONFIDIDENTIAL IN 49485 00574 TOMBALL | Other | Harris | CENTERPOINT ENERGY HOUSTON ELECTRIC LLC | ERCOT | 1.20 |  |  | FALSE
PG190005 | TEXAS MICROGRID LLC | 20493 | PGC | FILED CONFIDIDENTIAL IN 49485 00672 WACO | Other | McLennan | ONCOR ELECTRIC DELIVERY COMPANY | ERCOT | 1.20 |  |  | FALSE
PG190005 | TEXAS MICROGRID LLC | 20493 | PGC | FILED CONFIDIDENTIAL IN 49485 00752 HUDSON OAKS | Other | Parker | ONCOR ELECTRIC DELIVERY COMPANY | ERCOT | 1.20 |  |  | FALSE
PG190005 | TEXAS MICROGRID LLC | 20493 | PGC | HOLLY HALL | Other | Harris | CENTERPOINT ENERGY HOUSTON ELECTRIC LLC | ERCOT | 1.20 |  |  | FALSE
PG090002 | TEXAS POWER GROUP LLC | 20231 | PGC | Friona East | Other | Parmer | DEAF SMITH ELECTRIC COOPERATIVE INC | SPP | 298.00 |  |  | FALSE
PG090002 | TEXAS POWER GROUP LLC | 20231 | PGC | Friona South | Other | Parmer | SOUTHWESTERN PUBLIC SERVICE COMPANY | SPP | 22.00 |  |  | FALSE
PG090002 | TEXAS POWER GROUP LLC | 20231 | PGC | Undetermined | Other | Parmer | DEAF SMITH ELECTRIC COOPERATIVE INC | SPP | 680.00 |  |  | FALSE
PG230016 | TEXAS SOLAR NOVA 1 LLC | 20731 | PGC | TEXAS SOLAR NOVA 1 LLC FACILITY | Solar | Kent | WIND ENERGY TRANSMISSION TEXAS LLC | ERCOT | 258.74 | 3/3/2023 |  | FALSE
PG230022 | TEXAS SOLAR NOVA 2 LLC | 20740 | PGC | TEXAS SOLAR NOVA 2 FACILITY | Solar | Kent | WIND ENERGY TRANSMISSION TEXAS LLC | ERCOT | 205.47 | 6/6/2023 |  | FALSE
PG080083 | TEXAS SPECIALTY CHEMICALS INC | 20104 | PGC | Texas Specialty Chemicals, Inc. | Other | Jasper | JASPER-NEWTON ELECTRIC COOPERATIVE INC | SERC | 20.00 |  |  | FALSE
PG090006 | TEXAS STATE TECHNICAL COLLEGE WEST TEXAS | 20240 | PGC | Texas State Technical College West Texas | Wind | Nolan | ONCOR ELECTRIC DELIVERY COMPANY | ERCOT | 2.00 | 3/23/2009 |  | FALSE
PG240010 | TEXAS WAVES LLC | 20792 | PGC | Texas Waves BESS I | Other | Scurry | ONCOR ELECTRIC DELIVERY COMPANY | ERCOT | 9.90 |  | BESS | FALSE
PG240010 | TEXAS WAVES LLC | 20792 | PGC | Texas Waves BESS II | Other | Scurry | ONCOR ELECTRIC DELIVERY COMPANY | ERCOT | 30.00 |  | BESS | FALSE
PG080132 | TEXOGA TECHNOLOGIES INC | 20162 | PGC | Texoga Technologies, Inc. | Other | Harris | CENTERPOINT ENERGY HOUSTON ELECTRIC LLC | ERCOT | 4.80 |  |  | FALSE
PG210049 | TG EAST WIND PROJECT LLC | 20637 | PGC | TG EAST WIND PROJECT LLC | Wind | Knox | ELECTRIC TRANSMISSION TEXAS LLC | ERCOT | 336.00 | 7/9/2021 |  | FALSE
PG080040 | THE DOW CHEMICAL COMPANY | 20042 | PGC | Dow - Sabine River Operations | Other | Orange | ENTERGY TEXAS INC | SERC | 514.00 |  |  | FALSE
PG150002 | THE GOODYEAR TIRE & RUBBER COMPANY | 20347 | PGC | GOODYEAR BEAUMONT CHEMICAL PLANT | Other | Jefferson | ENTERGY TEXAS INC | SERC | 33.00 |  |  | FALSE
PG240108 | TIDWELL PRAIRIE IA LLC | 20869 | PGC | TIDWELL PRAIRIE IA LLC | Other | Robertson | TEXAS-NEW MEXICO POWER COMPANY | ERCOT | 100.00 |  | BATTERY STORAGE | FALSE
PG240108 | TIDWELL PRAIRIE IA LLC | 20869 | PGC | TIDWELL PRAIRIE IA LLC 1 | Other | Robertson | TEXAS-NEW MEXICO POWER COMPANY | ERCOT | 100.00 |  | BATTERY STORAGE | FALSE
PG250009 | TIERRA SECA BESS LLC | 20901 | PGC | TIERRA SECA BESS LLC | Other | Val Verde | ELECTRIC TRANSMISSION TEXAS LLC | ERCOT | 102.70 |  | ENERGY STORAGE | FALSE
PG200055 | TOPAZ GENERATING LLC | 20584 | PGC | TOPAZ GENERATING | Other | Galveston | TEXAS-NEW MEXICO POWER COMPANY | ERCOT | 311.50 |  |  | FALSE
PG210009 | TOPAZ II LLC | 20601 | PGC | TOPAZ II | Other | Galveston | TEXAS-NEW MEXICO POWER COMPANY | ERCOT | 133.50 |  |  | FALSE
PG240030 | TORRECILLAS ENERGY STORAGE LLC | 20803 | PGC | TORRECILLAS ENERGY STORAGE | Other | Webb | ELECTRIC TRANSMISSION TEXAS LLC | ERCOT | 9.90 |  |  | FALSE
PG180020 | TORRECILLAS WIND ENERGY LLC | 20475 | PGC | TORRECILLAS WIND ENERGY, LLC | Wind | Webb | ELECTRIC TRANSMISSION TEXAS LLC | ERCOT | 300.50 | 7/23/2018 |  | FALSE
PG080043 | TPC GROUP LLC | 20045 | PGC | TPC GROUP LLC | Other | Harris | CENTERPOINT ENERGY HOUSTON ELECTRIC LLC | ERCOT | 35.00 |  | FOSSIL FUEL | FALSE
PG210073 | TPE ERATH SOLAR LLC | 20657 | PGC | TPE ERATH SOLAR LLC | Solar | Erath | UNITED ELECTRIC COOPERATIVE SERVICES INC | ERCOT | 9.99 | 12/14/2021 |  | FALSE
PG170036 | TPE WHITNEY SOLAR LLC | 20446 | PGC | UNITED COMMUNITY SOLAR | Solar | Bosque | BRAZOS ELECTRIC POWER COOPERATIVE INC | ERCOT | 9.90 | 11/27/2018 |  | FALSE
PG080049 | TRENT WIND FARM LLC | 20052 | PGC | Trent Wind Farm, L.P. | Wind | Nolan | ONCOR ELECTRIC DELIVERY COMPANY | ERCOT | 156.37 |  |  | FALSE
PG230046 | TRES BAHIAS SOLAR POWER LLC | 20757 | PGC | TRES BAHIAS SOLAR POWER LLC | Solar | Calhoun | AEP TEXAS CENTRAL | ERCOT | 195.00 | 8/30/2023 |  | FALSE
PG170044 | TRES CITY POWER LLC | 20452 | PGC | VICTORIA PORT POWER | Other | Victoria | AEP TEXAS CENTRAL | ERCOT | 100.00 |  |  | FALSE
PG170043 | TRES PORT POWER LLC | 20453 | PGC | TRES PORT POWER LLC | Other | Victoria | AEP TEXAS CENTRAL | ERCOT | 100.00 |  | FOSSIL FUELS | FALSE
PG190018 | TRI-TIP WIND (9) LLC | 20504 | PGC | TRI-TIP WIND (9) LLC | Wind | Moore | SOUTHWESTERN PUBLIC SERVICE COMPANY | SPP | 10.00 |  |  | FALSE
PG120001 | TRINITY HILLS WIND FARM LLC | 20277 | PGC | TRINITY HILLS WIND FARM LLC | Wind | Archer | ONCOR ELECTRIC DELIVERY COMPANY | ERCOT | 198.00 | 1/30/2012 |  | FALSE
PG090055 | TRINITY OAKS ENERGY LLC | 20243 | PGC | Trinity Oaks Energy LLC | Methane Gas | Dallas | ONCOR ELECTRIC DELIVERY COMPANY | ERCOT | 3.20 | 10/19/2009 | For a facility map please see Docket 36679 | FALSE
PG220006 | TRIPLE BUTTE LLC | 20582 | PGC | TRIPLE BUTTE BESS | Other | Pecos | AEP TEXAS NORTH | ERCOT | 7.50 |  |  | FALSE
PG240018 | TRUE NORTH SOLAR LLC | 20797 | PGC | TRUE NORTH SOLAR | Solar | Falls | ONCOR ELECTRIC DELIVERY COMPANY | ERCOT | 238.80 | 5/3/2024 |  | FALSE
PG220036 | TSG INDUSTRIES LLC | 20688 | PGC | ALLIED TRAINING ACADEMY | Solar | Harris | CENTERPOINT ENERGY HOUSTON ELECTRIC LLC | ERCOT | 0.20 |  |  | FALSE
PG220036 | TSG INDUSTRIES LLC | 20688 | PGC | GCCSA - HEADSTART | Solar | Harris | CENTERPOINT ENERGY HOUSTON ELECTRIC LLC | ERCOT | 0.01 |  |  | FALSE
PG220036 | TSG INDUSTRIES LLC | 20688 | PGC | SOUTH UNION CDC | Solar | Harris | CENTERPOINT ENERGY HOUSTON ELECTRIC LLC | ERCOT | 0.75 |  |  | FALSE
PG080225 | TURKEY TRACK WIND ENERGY LLC | 20229 | PGC | Turkey Track Wind Energy Center | Wind | Nolan | TAYLOR ELECTRIC COOPERATIVE INC | ERCOT | 169.50 | 11/24/2008 |  | FALSE
PG240081 | TX GULF SOLAR 1 LLC | 20861 | PGC | DMA_Solar1 | Solar | Brazoria | CENTERPOINT ENERGY HOUSTON ELECTRIC LLC | ERCOT | 100.20 | 12/16/2024 |  | FALSE
PG140007 | TX HEREFORD WIND LLC | 20318 | PGC | TX HEREFORD WIND LLC | Wind | Deaf Smith | DEAF SMITH ELECTRIC COOPERATIVE INC | ERCOT | 200.00 | 12/1/2014 |  | FALSE
PG150004 | TX JUMBO ROAD WIND LLC | 20350 | PGC | TX JUMBO ROAD WIND LLC | Wind | Castro | Oncor Electric Delivery Company NTU LLC | ERCOT | 299.70 | 1/26/2015 |  | FALSE
PG080105 | TX LFG ENERGY LP | 20133 | PGC | SECURITY | Methane Gas | Montgomery | ENTERGY TEXAS INC | SERC | 3.35 |  |  | FALSE
PG100010 | TX SOLAR I LLC | 20260 | PGC | TX SOLAR I LLC | Solar | Bexar | CPS ENERGY | ERCOT | 14.40 | 7/1/2010 |  | FALSE
PG150018 | TXSU LLC | 20363 | PGC | POPEYE SOLAR 1 | Solar | Zavala | AEP TEXAS CENTRAL | ERCOT | 9.90 |  |  | FALSE
PG160006 | TYLER BLUFF WIND PROJECT LLC | 20393 | PGC | TYLER BLUFF WIND PROJECT LLC | Wind | Cooke | BRAZOS ELECTRIC POWER COOPERATIVE INC | ERCOT | 125.00 |  |  | FALSE
PG230051 | UMBRIEL SOLAR LLC | 20760 | PGC | UMBRIEL SOLAR LL | Solar | Polk | ENTERGY TEXAS INC | SERC | 150.00 |  | MISO = power region per filing | FALSE
PG180010 | UPTON COUNTY SOLAR 2 LLC | 20464 | PGC | Castle Gap Solar | Solar | Upton | LCRA TRANSMISSION SERVICES CORPORATION | ERCOT | 180.00 | 3/9/2018 |  | FALSE
PG180031 | VICTORIA PORT POWER II LLC | 20481 | PGC | VICTORIA PORT POWER II | Other | Victoria | SOUTHWESTERN ELECTRIC POWER COMPANY | ERCOT | 100.00 |  | FOSSIL FUELS | FALSE
PG080089 | VICTORIA WLE LP | 20113 | PGC | Victoria WLE, LP | Other | Victoria | AEP TEXAS CENTRAL | ERCOT | 280.00 |  |  | FALSE
PG190001 | VIRIDITY ENERGY SOLUTIONS INC | 20488 | PGC | BIRD DOG (VESI 37 LLC) | Other | Live Oak | SOUTHWEST TEXAS ELECTRIC COOPERATIVE INC | ERCOT | 60.00 |  | ENERGY STORAGE | FALSE
PG190001 | VIRIDITY ENERGY SOLUTIONS INC | 20488 | PGC | LOWER RIO (VESI 38 LLC) | Other | Hidalgo | SOUTHWEST TEXAS ELECTRIC COOPERATIVE INC | ERCOT | 60.00 |  | ENERGY STORAGE | FALSE
PG190001 | VIRIDITY ENERGY SOLUTIONS INC | 20488 | PGC | RABBIT HILL ESS 1 | Other | Williamson | LCRA TRANSMISSION SERVICES CORPORATION | ERCOT | 9.90 |  | BATTERY | FALSE
PG190001 | VIRIDITY ENERGY SOLUTIONS INC | 20488 | PGC | VESI UPTON COUNTY BESS | Other | Upton | LCRA TRANSMISSION SERVICES CORPORATION | ERCOT | 25.00 |  | BATTERY | FALSE
PG230071 | WACO SOLAR LLC | 20777 | PGC | WACO SOLAR LLC | Solar | Limestone | LONE STAR TRANSMISSION LLC | ERCOT | 400.00 | 12/5/2023 |  | FALSE
PG200029 | WAGYU SOLAR LLC | 20557 | PGC | WAGYU SOLAR LLC | Solar | Brazoria | CENTERPOINT ENERGY HOUSTON ELECTRIC LLC | ERCOT | 110.00 | 7/15/2020 |  | FALSE
PG160001 | WAKE WIND ENERGY LLC | 20386 | PGC | WAKE WIND ENERGY LLC | Wind | Dickens | WIND ENERGY TRANSMISSION TEXAS LLC | ERCOT | 257.25 | 4/22/2016 |  | FALSE
PG190032 | WALMART STORES TEXAS LLC | 20514 | PGC | WAL 1041 FILED CONFIDENTIALLY 51628 | Other | Hidalgo | AEP TEXAS CENTRAL | ERCOT | 1.30 |  |  | FALSE
PG190032 | WALMART STORES TEXAS LLC | 20514 | PGC | WAL 1044 FILED CONFIDENTIALLY 51628 | Other | Smith | ONCOR ELECTRIC DELIVERY COMPANY | ERCOT | 1.30 |  |  | FALSE
PG190032 | WALMART STORES TEXAS LLC | 20514 | PGC | WAL 1148 FILED CONFIDENTIALLY 52496 | Other | Wichita | ONCOR ELECTRIC DELIVERY COMPANY | ERCOT | 1.30 |  |  | FALSE
PG190032 | WALMART STORES TEXAS LLC | 20514 | PGC | WAL 1249 FILED CONFIDENTIALLY 51628 | Other | Tom Green | AEP TEXAS NORTH | ERCOT | 1.30 |  |  | FALSE
PG190032 | WALMART STORES TEXAS LLC | 20514 | PGC | WAL 1279 FILED CONFIDENTIALLY 54951 | Other | Harris | AEP TEXAS CENTRAL | ERCOT | 1.20 |  |  | FALSE
PG190032 | WALMART STORES TEXAS LLC | 20514 | PGC | WAL 1296 FILED CONFIDENTIALLY 51628 | Other | Cameron | AEP TEXAS CENTRAL | ERCOT | 1.30 |  |  | FALSE
PG190032 | WALMART STORES TEXAS LLC | 20514 | PGC | WAL 1494 FILED CONFIDENTIALLY 51628 | Other | Nueces | AEP TEXAS CENTRAL | ERCOT | 1.30 |  |  | FALSE
PG190032 | WALMART STORES TEXAS LLC | 20514 | PGC | WAL 1801 FILED CONFIDENTIALLY 52496 | Other | Tarrant | ONCOR ELECTRIC DELIVERY COMPANY | ERCOT | 1.20 |  |  | FALSE
PG190032 | WALMART STORES TEXAS LLC | 20514 | PGC | WAL 1837 FILED CONFIDENTIALLY 54951 | Other | Harris | AEP TEXAS CENTRAL | ERCOT | 1.20 |  |  | FALSE
PG190032 | WALMART STORES TEXAS LLC | 20514 | PGC | WAL 1958 FILED CONFIDENTIALLY 52496 | Other | Starr | AEP TEXAS CENTRAL | ERCOT | 0.80 |  |  | FALSE
PG190032 | WALMART STORES TEXAS LLC | 20514 | PGC | WAL 202 FILED CONFIDENTIALLY 51945 | Other | Collin | DENTON COUNTY ELECTRIC COOPERATIVE INC | ERCOT | 1.20 |  | COSERV IS INTERCONNECTING TSP | FALSE
PG190032 | WALMART STORES TEXAS LLC | 20514 | PGC | WAL 2257 FILED CONFIDENTIALLY 52496 | Other | Harris | CENTERPOINT ENERGY HOUSTON ELECTRIC LLC | ERCOT | 1.20 |  |  | FALSE
PG190032 | WALMART STORES TEXAS LLC | 20514 | PGC | WAL 236 FILED CONFIDENTIALLY 51628 | Other | Houston | ONCOR ELECTRIC DELIVERY COMPANY | ERCOT | 1.30 |  |  | FALSE
PG190032 | WALMART STORES TEXAS LLC | 20514 | PGC | WAL 2463FILED CONFIDENTIALLY 51945 | Other | Denton | DENTON COUNTY ELECTRIC COOPERATIVE INC | ERCOT | 1.20 |  |  | FALSE
PG190032 | WALMART STORES TEXAS LLC | 20514 | PGC | WAL 266 FILED CONFIDENTIALLY 52496 | Other | Tarrant | ONCOR ELECTRIC DELIVERY COMPANY | ERCOT | 1.20 |  |  | FALSE
PG190032 | WALMART STORES TEXAS LLC | 20514 | PGC | WAL 2667 FILED CONFIDENTIALLY 52496 | Other | Dallas | ONCOR ELECTRIC DELIVERY COMPANY | ERCOT | 1.20 |  |  | FALSE
PG190032 | WALMART STORES TEXAS LLC | 20514 | PGC | WAL 2763 FILED CONFIDENTIALLY 51628 | Other | Hidalgo | AEP TEXAS CENTRAL | ERCOT | 1.30 |  |  | FALSE
PG190032 | WALMART STORES TEXAS LLC | 20514 | PGC | WAL 2765 FILED CONFIDENTIALLY 52496 | Other | Cameron | AEP TEXAS CENTRAL | ERCOT | 0.80 |  |  | FALSE
PG190032 | WALMART STORES TEXAS LLC | 20514 | PGC | WAL 284 FILED CONFIDENTIALLY 52496 | Other | Tarrant | ONCOR ELECTRIC DELIVERY COMPANY | ERCOT | 1.20 |  |  | FALSE
PG190032 | WALMART STORES TEXAS LLC | 20514 | PGC | WAL 2883 FILED CONFIDENTIALLY 52496 | Other | Collin | ONCOR ELECTRIC DELIVERY COMPANY | ERCOT | 1.20 |  |  | FALSE
PG190032 | WALMART STORES TEXAS LLC | 20514 | PGC | WAL 2891 FILED CONFIDENTIALLY 51628 | Other | Ector | ONCOR ELECTRIC DELIVERY COMPANY | ERCOT | 1.30 |  |  | FALSE
PG190032 | WALMART STORES TEXAS LLC | 20514 | PGC | WAL 2980 FILED CONFIDENTIALLY 52496 | Other | Tarrant | ONCOR ELECTRIC DELIVERY COMPANY | ERCOT | 1.20 |  |  | FALSE
PG190032 | WALMART STORES TEXAS LLC | 20514 | PGC | WAL 2993 FILED CONFIDENTIALLY 52496 | Other | Fort Bend | CENTERPOINT ENERGY HOUSTON ELECTRIC LLC | ERCOT | 1.20 |  |  | FALSE
PG190032 | WALMART STORES TEXAS LLC | 20514 | PGC | WAL 3224 FILED CONFIDENTIALLY 52496 | Other | Dallas | ONCOR ELECTRIC DELIVERY COMPANY | ERCOT | 1.20 |  |  | FALSE
PG190032 | WALMART STORES TEXAS LLC | 20514 | PGC | WAL 3285 FILED CONFIDENTIALLY 52496 | Other | Dallas | ONCOR ELECTRIC DELIVERY COMPANY | ERCOT | 1.20 |  |  | FALSE
PG190032 | WALMART STORES TEXAS LLC | 20514 | PGC | WAL 3296 FILED CONFIDENTIALLY 54001 | Other | Harris | CENTERPOINT ENERGY HOUSTON ELECTRIC LLC | ERCOT | 1.20 |  | NATURAL GAS | FALSE
PG190032 | WALMART STORES TEXAS LLC | 20514 | PGC | WAL 3302 FILED CONFIDENTIALLY 52496 | Other | Harris | CENTERPOINT ENERGY HOUSTON ELECTRIC LLC | ERCOT | 1.20 |  |  | FALSE
PG190032 | WALMART STORES TEXAS LLC | 20514 | PGC | WAL 3320 FILED CONFIDENTIALLY 52496 | Other | Hidalgo | AEP TEXAS CENTRAL | ERCOT | 1.20 |  |  | FALSE
PG190032 | WALMART STORES TEXAS LLC | 20514 | PGC | WAL 3381 FILED CONFIDENTIALLY 51628 | Other | Nolan | ONCOR ELECTRIC DELIVERY COMPANY | ERCOT | 1.30 |  |  | FALSE
PG190032 | WALMART STORES TEXAS LLC | 20514 | PGC | WAL 3406 FILED CONFIDENTIALLY 52496 | Other | Dallas | ONCOR ELECTRIC DELIVERY COMPANY | ERCOT | 1.20 |  |  | FALSE
PG190032 | WALMART STORES TEXAS LLC | 20514 | PGC | WAL 3425 FILED CONFIDENTIALLY 52496 | Other | Harris | CENTERPOINT ENERGY HOUSTON ELECTRIC LLC | ERCOT | 1.20 |  |  | FALSE
PG190032 | WALMART STORES TEXAS LLC | 20514 | PGC | WAL 3432 FILED CONFIDENTIALLY 52496 | Other | Dallas | ONCOR ELECTRIC DELIVERY COMPANY | ERCOT | 1.20 |  |  | FALSE
PG190032 | WALMART STORES TEXAS LLC | 20514 | PGC | WAL 344 FILED CONFIDENTIALLY 52496 | Other | Wharton | AEP TEXAS CENTRAL | ERCOT | 0.80 |  |  | FALSE
PG190032 | WALMART STORES TEXAS LLC | 20514 | PGC | WAL 3500 FILED CONFIDENTIALLY 52496 | Other | Harris | CENTERPOINT ENERGY HOUSTON ELECTRIC LLC | ERCOT | 1.20 |  |  | FALSE
PG190032 | WALMART STORES TEXAS LLC | 20514 | PGC | WAL 3518 FILED CONFIDENTIALLY 52496 | Other | Webb | AEP TEXAS CENTRAL | ERCOT | 1.20 |  |  | FALSE
PG190032 | WALMART STORES TEXAS LLC | 20514 | PGC | WAL 3567 FILED CONFIDENTIALLY 54951 | Other | Hidalgo | AEP TEXAS CENTRAL | ERCOT | 1.20 |  |  | FALSE
PG190032 | WALMART STORES TEXAS LLC | 20514 | PGC | WAL 3584 FILED CONFIDENTIALLY 52496 | Other | Harris | CENTERPOINT ENERGY HOUSTON ELECTRIC LLC | ERCOT | 1.20 |  |  | FALSE
PG190032 | WALMART STORES TEXAS LLC | 20514 | PGC | WAL 3645 FILED CONFIDENTIALLY 51628 | Other | Midland | ONCOR ELECTRIC DELIVERY COMPANY | ERCOT | 1.30 |  |  | FALSE
PG190032 | WALMART STORES TEXAS LLC | 20514 | PGC | WAL 3777 FILED CONFIDENTIALLY 51945 | Other | Denton | DENTON COUNTY ELECTRIC COOPERATIVE INC | ERCOT | 1.20 |  | COSERV IS INTERCONNECTING TSP | FALSE
PG190032 | WALMART STORES TEXAS LLC | 20514 | PGC | WAL 3886 FILED CONFIDENTIALLY 52496 | Other | Hidalgo | AEP TEXAS CENTRAL | ERCOT | 1.20 |  |  | FALSE
PG190032 | WALMART STORES TEXAS LLC | 20514 | PGC | WAL 407 FILED CONFIDENTIALLY 52496 | Other | Bell | ONCOR ELECTRIC DELIVERY COMPANY | ERCOT | 1.20 |  |  | FALSE
PG190032 | WALMART STORES TEXAS LLC | 20514 | PGC | WAL 4112 FILED CONFIDENTIALLY 54951 | Other | Cameron | AEP TEXAS CENTRAL | ERCOT | 1.20 |  |  | FALSE
PG190032 | WALMART STORES TEXAS LLC | 20514 | PGC | WAL 414 FILED CONFIDENTIALLY 51628 | Other | Wichita | ONCOR ELECTRIC DELIVERY COMPANY | ERCOT | 1.30 |  |  | FALSE
PG190032 | WALMART STORES TEXAS LLC | 20514 | PGC | WAL 4194 FILED CONFIDENTIALLY 51628 | Other | Victoria | AEP TEXAS CENTRAL | ERCOT | 1.30 |  |  | FALSE
PG190032 | WALMART STORES TEXAS LLC | 20514 | PGC | WAL 4279 FILED CONFIDENTIALLY 52496 | Other | Ellis | ONCOR ELECTRIC DELIVERY COMPANY | ERCOT | 1.20 |  |  | FALSE
PG190032 | WALMART STORES TEXAS LLC | 20514 | PGC | WAL 429 FILED CONFIDENTIALLY 52496 | Other | Hidalgo | AEP TEXAS CENTRAL | ERCOT | 0.80 |  |  | FALSE
PG190032 | WALMART STORES TEXAS LLC | 20514 | PGC | WAL 4298 FILED CONFIDENTIALLY 52496 | Other | Harris | CENTERPOINT ENERGY HOUSTON ELECTRIC LLC | ERCOT | 1.20 |  |  | FALSE
PG190032 | WALMART STORES TEXAS LLC | 20514 | PGC | WAL 440 FILED CONFIDENTIALLY 51628 | Other | Aransas | AEP TEXAS CENTRAL | ERCOT | 1.30 |  |  | FALSE
PG190032 | WALMART STORES TEXAS LLC | 20514 | PGC | WAL 447 FILED CONFIDENTIALLY 52496 | Other | Val Verde | AEP TEXAS CENTRAL | ERCOT | 1.20 |  |  | FALSE
PG190032 | WALMART STORES TEXAS LLC | 20514 | PGC | WAL 452 FILED CONFIDENTIALLY 52496 | Other | Hidalgo | AEP TEXAS CENTRAL | ERCOT | 1.20 |  |  | FALSE
PG190032 | WALMART STORES TEXAS LLC | 20514 | PGC | WAL 4526 FILED CONFIDENTIALLY 52496 | Other | Harris | CENTERPOINT ENERGY HOUSTON ELECTRIC LLC | ERCOT | 1.20 |  |  | FALSE
PG190032 | WALMART STORES TEXAS LLC | 20514 | PGC | WAL 456 FILED CONFIDENTIALLY 52496 | Other | Cameron | AEP TEXAS CENTRAL | ERCOT | 1.20 |  |  | FALSE
PG190032 | WALMART STORES TEXAS LLC | 20514 | PGC | WAL 461 FILED CONFIDENTIALLY 52496 | Other | Maverick | AEP TEXAS CENTRAL | ERCOT | 1.20 |  |  | FALSE
PG190032 | WALMART STORES TEXAS LLC | 20514 | PGC | WAL 463 FILED CONFIDENTIALLY 51628 | Other | Bee | AEP TEXAS CENTRAL | ERCOT | 1.30 |  |  | FALSE
PG190032 | WALMART STORES TEXAS LLC | 20514 | PGC | WAL 470 FILED CONFIDENTIALLY 51628 | Other | Nueces | AEP TEXAS CENTRAL | ERCOT | 1.30 |  |  | FALSE
PG190032 | WALMART STORES TEXAS LLC | 20514 | PGC | WAL 490 FILED CONFIDENTIALLY 51628 | Other | Nueces | AEP TEXAS CENTRAL | ERCOT | 1.30 |  |  | FALSE
PG190032 | WALMART STORES TEXAS LLC | 20514 | PGC | WAL 504 FILED CONFIDENTIALLY 52496 | Other | Galveston | CENTERPOINT ENERGY HOUSTON ELECTRIC LLC | ERCOT | 1.20 |  |  | FALSE
PG190032 | WALMART STORES TEXAS LLC | 20514 | PGC | WAL 5080 FILED CONFIDENTIALLY 52496 | Other | Tarrant | ONCOR ELECTRIC DELIVERY COMPANY | ERCOT | 1.20 |  |  | FALSE
PG190032 | WALMART STORES TEXAS LLC | 20514 | PGC | WAL 513 FILED CONFIDENTIALLY 51628 | Other | Howard | ONCOR ELECTRIC DELIVERY COMPANY | ERCOT | 1.30 |  |  | FALSE
PG190032 | WALMART STORES TEXAS LLC | 20514 | PGC | WAL 5147 FILED CONFIDENTIALLY 54001 | Other | Dallas | ONCOR ELECTRIC DELIVERY COMPANY | ERCOT | 1.20 |  | NATURAL GAS | FALSE
PG190032 | WALMART STORES TEXAS LLC | 20514 | PGC | WAL 5165 FILED CONFIDENTIALLY 52496 | Other | Hidalgo | AEP TEXAS CENTRAL | ERCOT | 1.20 |  |  | FALSE
PG190032 | WALMART STORES TEXAS LLC | 20514 | PGC | WAL 5211 FILED CONFIDENTIALLY 51945 | Other | Collin | DENTON COUNTY ELECTRIC COOPERATIVE INC | ERCOT | 1.20 |  | COSERV IS INTERCONNECTING TSP | FALSE
PG190032 | WALMART STORES TEXAS LLC | 20514 | PGC | WAL 5246 FILED CONFIDENTIALLY 52496 | Other | Wharton | CENTERPOINT ENERGY HOUSTON ELECTRIC LLC | ERCOT | 0.80 |  |  | FALSE
PG190032 | WALMART STORES TEXAS LLC | 20514 | PGC | WAL 5311 FILED CONFIDENTIALLY 51945 | Other | Collin | DENTON COUNTY ELECTRIC COOPERATIVE INC | ERCOT | 1.20 |  |  | FALSE
PG190032 | WALMART STORES TEXAS LLC | 20514 | PGC | WAL 536 FILED CONFIDENTIALLY 52496 | Other | Jones | AEP TEXAS NORTH | ERCOT | 1.20 |  |  | FALSE
PG190032 | WALMART STORES TEXAS LLC | 20514 | PGC | WAL 537 FILED CONFIDENTIALLY 52496 | Other | Ector | ONCOR ELECTRIC DELIVERY COMPANY | ERCOT | 1.20 |  |  | FALSE
PG190032 | WALMART STORES TEXAS LLC | 20514 | PGC | WAL 5460 FILED CONFIDENTIALLY 51628 | Other | San Patricio | AEP TEXAS CENTRAL | ERCOT | 1.30 |  |  | FALSE
PG190032 | WALMART STORES TEXAS LLC | 20514 | PGC | WAL 5479 FILED CONFIDENTIALLY 52496 | Other | Travis | ONCOR ELECTRIC DELIVERY COMPANY | ERCOT | 1.20 |  |  | FALSE
PG190032 | WALMART STORES TEXAS LLC | 20514 | PGC | WAL 5480 FILED CONFIDENTIALLY 52496 | Other | Blanco | ONCOR ELECTRIC DELIVERY COMPANY | ERCOT | 1.20 |  |  | FALSE
PG190032 | WALMART STORES TEXAS LLC | 20514 | PGC | WAL 561 FILED CONFIDENTIALLY 51628 | Other | Eastland | ONCOR ELECTRIC DELIVERY COMPANY | ERCOT | 1.30 |  |  | FALSE
PG190032 | WALMART STORES TEXAS LLC | 20514 | PGC | WAL 5612 FILED CONFIDENTIALLY 52496 | Other | Harris | CENTERPOINT ENERGY HOUSTON ELECTRIC LLC | ERCOT | 1.20 |  |  | FALSE
PG190032 | WALMART STORES TEXAS LLC | 20514 | PGC | WAL 565 FILED CONFIDENTIALLY 52496 | Other | Navarro | ONCOR ELECTRIC DELIVERY COMPANY | ERCOT | 1.20 |  |  | FALSE
PG190032 | WALMART STORES TEXAS LLC | 20514 | PGC | WAL 5713 FILED CONFIDENTIALLY 52496 | Other | Webb | AEP TEXAS CENTRAL | ERCOT | 1.20 |  |  | FALSE
PG190032 | WALMART STORES TEXAS LLC | 20514 | PGC | WAL 5808 FILED CONFIDENTIALLY 54951 | Other | Hidalgo | AEP TEXAS CENTRAL | ERCOT | 1.20 |  |  | FALSE
PG190032 | WALMART STORES TEXAS LLC | 20514 | PGC | WAL 5959 FILED CONFIDENTIALLY 54001 | Other | Harris | CENTERPOINT ENERGY HOUSTON ELECTRIC LLC | ERCOT | 1.20 |  | NATURAL GAS | FALSE
PG190032 | WALMART STORES TEXAS LLC | 20514 | PGC | WAL 601 FILED CONFIDENTIALLY 51628 | Other | Tom Green | AEP TEXAS NORTH | ERCOT | 1.30 |  |  | FALSE
PG190032 | WALMART STORES TEXAS LLC | 20514 | PGC | WAL 608 FILED CONFIDENTIALLY 51628 | Other | Midland | ONCOR ELECTRIC DELIVERY COMPANY | ERCOT | 1.30 |  |  | FALSE
PG190032 | WALMART STORES TEXAS LLC | 20514 | PGC | WAL 7361 FILED CONFIDENTIALLY 54001 | Other | Brazoria | CENTERPOINT ENERGY HOUSTON ELECTRIC LLC | ERCOT | 0.40 |  | NATURAL GAS | FALSE
PG190032 | WALMART STORES TEXAS LLC | 20514 | PGC | WAL 772 FILED CONFIDENTIALLY 52496 | Other | Harris | CENTERPOINT ENERGY HOUSTON ELECTRIC LLC | ERCOT | 1.20 |  |  | FALSE
PG190032 | WALMART STORES TEXAS LLC | 20514 | PGC | WAL 791 FILED CONFIDENTIALLY 52496 | Other | Jim Wells | AEP TEXAS CENTRAL | ERCOT | 1.20 |  |  | FALSE
PG190032 | WALMART STORES TEXAS LLC | 20514 | PGC | WAL 896 FILED CONFIDENTIALLY 52496 | Other | Dallas | ONCOR ELECTRIC DELIVERY COMPANY | ERCOT | 1.20 |  |  | FALSE
PG190032 | WALMART STORES TEXAS LLC | 20514 | PGC | WAL 897 FILED CONFIDENTIALLY 51628 | Other | Pecos | TEXAS-NEW MEXICO POWER COMPANY | ERCOT | 1.30 |  |  | FALSE
PG190032 | WALMART STORES TEXAS LLC | 20514 | PGC | WAL 939 FILED CONFIDENTIALLY 51628 | Other | McLennan | ONCOR ELECTRIC DELIVERY COMPANY | ERCOT | 1.30 |  |  | FALSE
PG190032 | WALMART STORES TEXAS LLC | 20514 | PGC | WAL1062 FILED CONFIDENTIALLY | Other | Harris | CENTERPOINT ENERGY HOUSTON ELECTRIC LLC | ERCOT | 1.20 |  |  | FALSE
PG190032 | WALMART STORES TEXAS LLC | 20514 | PGC | WAL1232 FILED CONFIDENTIALLY | Other | Bell | ONCOR ELECTRIC DELIVERY COMPANY | ERCOT | 1.20 |  |  | FALSE
PG190032 | WALMART STORES TEXAS LLC | 20514 | PGC | WAL1272 FILED CONFIDENTIALLY | Other | Scurry | ONCOR ELECTRIC DELIVERY COMPANY | ERCOT | 1.20 |  |  | FALSE
PG190032 | WALMART STORES TEXAS LLC | 20514 | PGC | WAL140 FILED CONFIDENTIALLY 51628 | Other | Angelina | ONCOR ELECTRIC DELIVERY COMPANY | ERCOT | 1.30 |  |  | FALSE
PG190032 | WALMART STORES TEXAS LLC | 20514 | PGC | WAL1455 FILED CONFIDENTIALLY 52496 | Other | Tarrant | ONCOR ELECTRIC DELIVERY COMPANY | ERCOT | 1.20 |  |  | FALSE
PG190032 | WALMART STORES TEXAS LLC | 20514 | PGC | WAL180 FILED CONFIDENTIALLY 51628 | Other | Cherokee | ONCOR ELECTRIC DELIVERY COMPANY | ERCOT | 1.30 |  |  | FALSE
PG190032 | WALMART STORES TEXAS LLC | 20514 | PGC | WAL194 FILED CONFIDENTIALLY | Other | Harris | CENTERPOINT ENERGY HOUSTON ELECTRIC LLC | ERCOT | 1.20 |  |  | FALSE
PG190032 | WALMART STORES TEXAS LLC | 20514 | PGC | WAL2439 FILED CONFIDENTIALLY | Other | Chambers | CENTERPOINT ENERGY HOUSTON ELECTRIC LLC | ERCOT | 1.20 |  |  | FALSE
PG190032 | WALMART STORES TEXAS LLC | 20514 | PGC | WAL2724 FILED CONFIDENTIALLY | Other | Harris | CENTERPOINT ENERGY HOUSTON ELECTRIC LLC | ERCOT | 1.20 |  |  | FALSE
PG190032 | WALMART STORES TEXAS LLC | 20514 | PGC | WAL3225 FILED CONFIDENTIALLY | Other | Dallas | ONCOR ELECTRIC DELIVERY COMPANY | ERCOT | 1.20 |  |  | FALSE
PG190032 | WALMART STORES TEXAS LLC | 20514 | PGC | WAL3284 FILED CONFIDENTIALLY | Other | Tarrant | ONCOR ELECTRIC DELIVERY COMPANY | ERCOT | 1.20 |  |  | FALSE
PG190032 | WALMART STORES TEXAS LLC | 20514 | PGC | WAL3297 FILED CONFIDENTIALLY | Other | Harris | CENTERPOINT ENERGY HOUSTON ELECTRIC LLC | ERCOT | 1.20 |  |  | FALSE
PG190032 | WALMART STORES TEXAS LLC | 20514 | PGC | WAL3298 FILED CONFIDENTIALLY | Other | Galveston | CENTERPOINT ENERGY HOUSTON ELECTRIC LLC | ERCOT | 1.20 |  |  | FALSE
PG190032 | WALMART STORES TEXAS LLC | 20514 | PGC | WAL3390 FILED CONFIDENTIALLY | Other | Montgomery | CENTERPOINT ENERGY HOUSTON ELECTRIC LLC | ERCOT | 1.20 |  |  | FALSE
PG190032 | WALMART STORES TEXAS LLC | 20514 | PGC | WAL3631 FILED CONFIDENTIALLY | Other | Tarrant | ONCOR ELECTRIC DELIVERY COMPANY | ERCOT | 1.20 |  |  | FALSE
PG190032 | WALMART STORES TEXAS LLC | 20514 | PGC | WAL3773 FILED CONFIDENTIALLY | Other | Tarrant | ONCOR ELECTRIC DELIVERY COMPANY | ERCOT | 1.20 |  |  | FALSE
PG190032 | WALMART STORES TEXAS LLC | 20514 | PGC | WAL3827 FILED CONFIDENTIALLY | Other | Fort Bend | CENTERPOINT ENERGY HOUSTON ELECTRIC LLC | ERCOT | 1.20 |  |  | FALSE
PG190032 | WALMART STORES TEXAS LLC | 20514 | PGC | WAL414 FILED CONFIDENTIALLY | Other | Wichita | ONCOR ELECTRIC DELIVERY COMPANY | ERCOT | 1.20 |  |  | FALSE
PG190032 | WALMART STORES TEXAS LLC | 20514 | PGC | WAL4509 FILED CONFIDENTIALLY | Other | Tarrant | ONCOR ELECTRIC DELIVERY COMPANY | ERCOT | 1.20 |  |  | FALSE
PG190032 | WALMART STORES TEXAS LLC | 20514 | PGC | WAL4512 FILED CONFIDENTIALLY | Other | Harris | CENTERPOINT ENERGY HOUSTON ELECTRIC LLC | ERCOT | 1.20 |  |  | FALSE
PG190032 | WALMART STORES TEXAS LLC | 20514 | PGC | WAL5045 FILED CONFIDENTIALLY | Other | Harris | CENTERPOINT ENERGY HOUSTON ELECTRIC LLC | ERCOT | 1.20 |  |  | FALSE
PG190032 | WALMART STORES TEXAS LLC | 20514 | PGC | WAL5091 FILED CONFIDENTIALLY | Other | Harris | CENTERPOINT ENERGY HOUSTON ELECTRIC LLC | ERCOT | 1.20 |  |  | FALSE
PG190032 | WALMART STORES TEXAS LLC | 20514 | PGC | WAL5116 FILED CONFIDENTIALLY | Other | Harris | CENTERPOINT ENERGY HOUSTON ELECTRIC LLC | ERCOT | 1.20 |  |  | FALSE
PG190032 | WALMART STORES TEXAS LLC | 20514 | PGC | WAL522 FILED CONFIDENTIALLY | Other | Williamson | ONCOR ELECTRIC DELIVERY COMPANY | ERCOT | 1.20 |  |  | FALSE
PG190032 | WALMART STORES TEXAS LLC | 20514 | PGC | WAL5287 FILED CONFIDENTIALLY | Other | Harris | CENTERPOINT ENERGY HOUSTON ELECTRIC LLC | ERCOT | 1.20 |  |  | FALSE
PG190032 | WALMART STORES TEXAS LLC | 20514 | PGC | WAL5312 FILED CONFIDENTIALLY | Other | Tarrant | ONCOR ELECTRIC DELIVERY COMPANY | ERCOT | 1.20 |  |  | FALSE
PG190032 | WALMART STORES TEXAS LLC | 20514 | PGC | WAL5316 FILED CONFIDENTIALLY | Other | Tarrant | ONCOR ELECTRIC DELIVERY COMPANY | ERCOT | 1.20 |  |  | FALSE
PG190032 | WALMART STORES TEXAS LLC | 20514 | PGC | WAL546 FILED CONFIDENTIALLY | Other | Fort Bend | CENTERPOINT ENERGY HOUSTON ELECTRIC LLC | ERCOT | 1.20 |  |  | FALSE
PG190032 | WALMART STORES TEXAS LLC | 20514 | PGC | WAL5764 FILED CONFIDENTIALLY | Other | Tarrant | ONCOR ELECTRIC DELIVERY COMPANY | ERCOT | 1.20 |  |  | FALSE
PG190032 | WALMART STORES TEXAS LLC | 20514 | PGC | WAL602 FILED CONFIDENTIALLY | Other | Montgomery | CENTERPOINT ENERGY HOUSTON ELECTRIC LLC | ERCOT | 1.20 |  |  | FALSE
PG190032 | WALMART STORES TEXAS LLC | 20514 | PGC | WAL6929 FILED CONFIDENTIALLY | Other | Bell | ONCOR ELECTRIC DELIVERY COMPANY | ERCOT | 1.20 |  |  | FALSE
PG190032 | WALMART STORES TEXAS LLC | 20514 | PGC | WAL744 FILED CONFIDENTIALLY | Other | Harris | CENTERPOINT ENERGY HOUSTON ELECTRIC LLC | ERCOT | 1.20 |  |  | FALSE
PG190032 | WALMART STORES TEXAS LLC | 20514 | PGC | WAL752 FILED CONFIDENTIALLY | Other | Harris | TEXAS-NEW MEXICO POWER COMPANY | ERCOT | 1.20 |  |  | FALSE
PG190032 | WALMART STORES TEXAS LLC | 20514 | PGC | WAL849 FILED CONFIDENTIALLY | Other | Harris | CENTERPOINT ENERGY HOUSTON ELECTRIC LLC | ERCOT | 1.20 |  |  | FALSE
PG190032 | WALMART STORES TEXAS LLC | 20514 | PGC | WAL872 FILED CONFIDENTIALLY | Other | Brazoria | CENTERPOINT ENERGY HOUSTON ELECTRIC LLC | ERCOT | 1.20 |  |  | FALSE
PG190032 | WALMART STORES TEXAS LLC | 20514 | PGC | WAL940 FILED CONFIDENTIALLY | Other | Tarrant | ONCOR ELECTRIC DELIVERY COMPANY | ERCOT | 1.20 |  |  | FALSE
PG190032 | WALMART STORES TEXAS LLC | 20514 | PGC | WAL947 FILED CONFIDENTIALLY | Other | Grayson | CENTERPOINT ENERGY HOUSTON ELECTRIC LLC | ERCOT | 1.20 |  |  | FALSE
PG190032 | WALMART STORES TEXAS LLC | 20514 | PGC | WAL972 FILED CONFIDENTIALLY | Other | Tarrant | ONCOR ELECTRIC DELIVERY COMPANY | ERCOT | 1.20 |  |  | FALSE
PG190032 | WALMART STORES TEXAS LLC | 20514 | PGC | WMT1040 FILED CONFIDENTIALLY | Other | Harris | CENTERPOINT ENERGY HOUSTON ELECTRIC LLC | ERCOT | 1.20 |  |  | FALSE
PG190032 | WALMART STORES TEXAS LLC | 20514 | PGC | WMT1103 FILED CONFIDENTIALLY | Other | Harris | CENTERPOINT ENERGY HOUSTON ELECTRIC LLC | ERCOT | 1.20 |  |  | FALSE
PG190032 | WALMART STORES TEXAS LLC | 20514 | PGC | WMT3229 FILED CONFIDENTIALLY | Other | Fort Bend | CENTERPOINT ENERGY HOUSTON ELECTRIC LLC | ERCOT | 1.20 |  |  | FALSE
PG190032 | WALMART STORES TEXAS LLC | 20514 | PGC | WMT3510 FILED CONFIDENTIALLY | Other | Brazoria | CENTERPOINT ENERGY HOUSTON ELECTRIC LLC | ERCOT | 1.20 |  |  | FALSE
PG190032 | WALMART STORES TEXAS LLC | 20514 | PGC | WMT3572 FILED CONFIDENTIALLY | Other | Brazoria | CENTERPOINT ENERGY HOUSTON ELECTRIC LLC | ERCOT | 1.20 |  |  | FALSE
PG190032 | WALMART STORES TEXAS LLC | 20514 | PGC | WMT4538 FILED CONFIDENTIALLY | Other | Harris | CENTERPOINT ENERGY HOUSTON ELECTRIC LLC | ERCOT | 1.20 |  |  | FALSE
PG190032 | WALMART STORES TEXAS LLC | 20514 | PGC | WMT462 FILED CONFIDENTIALLY | Other | Brazoria | TEXAS-NEW MEXICO POWER COMPANY | ERCOT | 1.20 |  |  | FALSE
PG190032 | WALMART STORES TEXAS LLC | 20514 | PGC | WMT529 FILED CONFIDENTIALLY | Other | Galveston | TEXAS-NEW MEXICO POWER COMPANY | ERCOT | 1.20 |  |  | FALSE
PG190032 | WALMART STORES TEXAS LLC | 20514 | PGC | WMT5388 FILED CONFIDENTIALLY | Other | Galveston | TEXAS-NEW MEXICO POWER COMPANY | ERCOT | 1.20 |  |  | FALSE
PG190032 | WALMART STORES TEXAS LLC | 20514 | PGC | WMT768 FILED CONFIDENTIALLY | Other | Harris | CENTERPOINT ENERGY HOUSTON ELECTRIC LLC | ERCOT | 1.20 |  |  | FALSE
PG160017 | WALNUT SPRINGS SOLAR LLC | 20402 | PGC | WALNUT SPRINGS SOLAR LLC | Solar | Bosque | TEXAS-NEW MEXICO POWER COMPANY | ERCOT | 5.00 |  |  | FALSE
PG190045 | WEST COLUMBIA STORAGE LLC | 20523 | PGC | PROSPECT STORAGE | Other | Brazos | TEXAS-NEW MEXICO POWER COMPANY | ERCOT | 9.90 |  | BATTERY | FALSE
PG170020 | WEST MOORE SOLAR II LLC | 20430 | PGC | WEST MOORE SOLAR II LLC | Solar | Grayson | ONCOR ELECTRIC DELIVERY COMPANY | ERCOT | 5.00 | 8/8/2017 |  | FALSE
PG170020 | WEST MOORE SOLAR II LLC | 20430 | PGC | WEST MOORE SOLAR II LLC | Solar | Grayson | ONCOR ELECTRIC DELIVERY COMPANY | ERCOT | 5.00 | 1/31/2019 |  | FALSE
PG170021 | WEST MOORE SOLAR LLC | 20431 | PGC | WEST MOORE SOLAR LLC | Solar | Grayson | ONCOR ELECTRIC DELIVERY COMPANY | ERCOT | 5.00 |  |  | FALSE
PG190044 | WEST OF THE PECOS SOLAR LLC | 20524 | PGC | WEST OF THE PECOS LLC | Solar | Reeves | ONCOR ELECTRIC DELIVERY COMPANY | ERCOT | 100.00 | 9/27/2019 |  | FALSE
PG200027 | WEST RAYMOND WIND FARM LLC | 20559 | PGC | WEST RAYMOND WIND FARM LLC | Wind | Cameron | AEP TEXAS NORTH | ERCOT | 239.80 | 4/15/2021 |  | FALSE
PG180032 | WEST TEXAS A&M UNIVERSITY - UL ADVANCED WIND TURBINE TEST FACILITY | 20472 | PGC | UL ADVANCED WIND TURBINE TEST FACILITY | Wind | Unknown | OTHER - NON ERCOT | SPP | 3.60 | 11/15/2018 |  | FALSE
PG220044 | WEST TEXAS SOLAR PROJECT II LLC | 20694 | PGC | TAYGETE 2 SOLAR | Solar | Pecos | AEP TEXAS NORTH | ERCOT | 203.76 | 9/8/2022 |  | FALSE
PG210004 | WESTERN TRAIL WIND LLC | 20594 | PGC | WESTERN TRAIL WIND LLC | Wind | Baylor | ONCOR ELECTRIC DELIVERY COMPANY | ERCOT | 366.60 | 7/6/2021 |  | FALSE
PG210020 | WESTOVER ESS ASSETS LLC | 20609 | PGC | WESTOVER ESS ASSETS LLC CONFIDENTIALLY FILED 51810 | Other | Ector | ONCOR ELECTRIC DELIVERY COMPANY | ERCOT | 9.95 |  | BESS | FALSE
PG080159 | WHARTON COUNTY GENERATION LLC | 20190 | PGC | Wharton County Generation, LLC | Other | Wharton | CENTERPOINT ENERGY HOUSTON ELECTRIC LLC | ERCOT | 69.00 |  |  | FALSE
PG080076 | WHARTON COUNTY POWER PARTNERS LP | 20095 | PGC | New Gulf | Other | Wharton | CENTERPOINT ENERGY HOUSTON ELECTRIC LLC | ERCOT | 80.00 |  |  | FALSE
PG080143 | WHIRLWIND ENERGY LLC | 20172 | PGC | Whirlwind Energy LLC | Wind | Floyd | AEP TEXAS NORTH | ERCOT | 60.00 | 7/27/2007 |  | FALSE
PG130009 | WHITE CAMP SOLAR LLC | 20308 | PGC | WHITE CAMP SOLAR | Solar | Kent | AEP TEXAS NORTH | WECC | 100.00 | 9/26/2013 |  | FALSE
PG210036 | WHITE MESA WIND LLC | 20626 | PGC | WHITE MESA WIND LLC | Wind | Crockett | LCRA TRANSMISSION SERVICES CORPORATION | ERCOT | 500.60 | 6/1/2021 | 6/1/2021 152.6 10/22/2021 348.3 for total of 500.6 | FALSE
PG110005 | WHITE STALLION ENERGY CENTER LLC | 20272 | PGC | WHITE STALLION ENERGY CENTER | Other | Matagorda | CENTERPOINT ENERGY HOUSTON ELECTRIC LLC | ERCOT | 1,320.00 |  |  | FALSE
PG170025 | WHITESBORO SOLAR II LLC | 20434 | PGC | WHITESBORO SOLAR II LLC | Solar | Grayson | ONCOR ELECTRIC DELIVERY COMPANY | ERCOT | 5.00 | 8/18/2017 |  | FALSE
PG170033 | WHITESBORO SOLAR LLC | 20441 | PGC | WHITESBORO SOLAR LLC | Solar | Grayson | ONCOR ELECTRIC DELIVERY COMPANY | ERCOT | 5.00 | 8/26/2017 |  | FALSE
PG170013 | WHITEWRIGHT SOLAR LLC | 20421 | PGC | WHITEWRIGHT SOLAR LLC | Solar | Fannin | TEXAS-NEW MEXICO POWER COMPANY | ERCOT | 10.00 | 4/27/2017 |  | FALSE
PG240065 | WIGEON WHISTLE BESS LLC | 20816 | PGC | WIGEON WHISTLE BESS LLC | Other | Collin | GARLAND POWER & LIGHT SYSTEM | ERCOT | 122.90 |  | BESS | FALSE
PG200043 | WILDCAT CREEK WIND FARM LLC | 20575 | PGC | WILDCAT CREEK WIND FARM LLC | Wind | Cooke | ONCOR ELECTRIC DELIVERY COMPANY | ERCOT | 180.08 | 1/12/2021 |  | FALSE
PG180019 | WILDCAT RANCH WIND PROJECT LLC | 20471 | PGC | WILDCAT RANCH WIND PROJECT, LLC | Wind | Cochran | SOUTHWESTERN PUBLIC SERVICE COMPANY | SPP | 150.00 | 6/28/2018 |  | FALSE
PG080127 | WILDORADO WIND LLC | 20157 | PGC | Wildorado Wind Ranch | Wind | Oldham | SOUTHWESTERN PUBLIC SERVICE COMPANY | SPP | 161.00 | 7/31/2006 |  | FALSE
PG170019 | WILLOW SPRINGS WINDFARM LLC | 20429 | PGC | WILLOW SPRINGS WINDFARM LLC | Wind | Haskell | AEP TEXAS NORTH | ERCOT | 250.00 |  |  | FALSE
PG080134 | WIND MANAGEMENT LLC | 20164 | PGC | Wolf Flat Wind Farm | Wind | Hall | LIGHTHOUSE ELECTRIC COOPERATIVE INC | ERCOT | 3.00 |  |  | FALSE
PG080096 | WINDGEN INCORPORATED | 20123 | PGC | Mustang Island | Other | Nueces | AEP TEXAS CENTRAL | ERCOT | 120.00 |  |  | FALSE
PG140010 | WINDTHORST-2 LLC | 20322 | PGC | WINDHORST-2 LLC | Wind | Archer | BRAZOS ELECTRIC POWER COOPERATIVE INC | ERCOT | 67.62 | 4/29/2014 |  | FALSE
PG240068 | WINMIL CLEAN ENERGY LLC | 20819 | PGC | [8 empty] | FALSE
PG080080 | WISE COUNTY POWER COMPANY LLC | 20099 | PGC | Wise County Power Company, LP | Other | Wise | ONCOR ELECTRIC DELIVERY COMPANY | ERCOT | 672.00 |  |  | FALSE
PG080131 | WM RENEWABLE ENERGY LLC | 20161 | PGC | AUSTIN | Other | Travis | AUSTIN ENERGY | ERCOT | 6.40 |  | LANDFILL GAS | FALSE
PG080131 | WM RENEWABLE ENERGY LLC | 20161 | PGC | Farmers Branch Renewable Energy Facility | Other | Denton | DENTON MUNICIPAL ELECTRIC | ERCOT | 3.20 | 10/6/2010 | LANDFILL GAS | FALSE
PG080131 | WM RENEWABLE ENERGY LLC | 20161 | PGC | Mesquite Creek Landfill Gas-to-Energy | Other | Comal | NEW BRAUNFELS UTILITIES | ERCOT | 3.20 | 9/16/2010 | LANDFILL GAS | FALSE
PG080131 | WM RENEWABLE ENERGY LLC | 20161 | PGC | Westside | Other | Parker | ONCOR ELECTRIC DELIVERY COMPANY | ERCOT | 3.20 | 1/4/2010 | LANDFILL GAS | FALSE
PG140026 | WOLF HOLLOW I POWER LLC | 20337 | PGC | CTG 1 | Other | Hood | ONCOR ELECTRIC DELIVERY COMPANY | ERCOT | 238.50 |  |  | FALSE
PG140026 | WOLF HOLLOW I POWER LLC | 20337 | PGC | CTG 2 | Other | Hood | ONCOR ELECTRIC DELIVERY COMPANY | ERCOT | 230.50 |  |  | FALSE
PG140026 | WOLF HOLLOW I POWER LLC | 20337 | PGC | STG | Other | Hood | ONCOR ELECTRIC DELIVERY COMPANY | ERCOT | 268.00 |  |  | FALSE
PG160026 | WOLF HOLLOW II POWER LLC | 20409 | PGC | WOLF HOLLOW II | Other | Hood | ONCOR ELECTRIC DELIVERY COMPANY | ERCOT | 1,231.00 |  |  | FALSE
PG080188 | WOLF RIDGE WIND ENERGY LLC | 20221 | PGC | WOLF RIDGE WIND ENERGY LLC | Wind | Cooke | ONCOR ELECTRIC DELIVERY COMPANY | ERCOT | 121.50 | 10/7/2008 |  | FALSE
PG230014 | WOLF TANK STORAGE LLC | 20729 | PGC | WOLF TANK STORAGE | Other | Webb | ELECTRIC TRANSMISSION TEXAS LLC | ERCOT | 150.00 |  | BATTERY STORAGE | FALSE
PG080045 | WOODWARD MOUNTAIN WIND LLC | 20048 | PGC | WOODWARD MOUNTAIN WIND, LLC | Wind | Upton | AEP TEXAS NORTH | ERCOT | 158.40 | 12/3/2018 |  | FALSE
PG180001 | YELLOW JACKET SOLAR LLC | 20454 | PGC | YELLOW JACKET SOLAR LLC | Solar | Bosque | TEXAS-NEW MEXICO POWER COMPANY | ERCOT | 5.00 |  |  | FALSE
PG220056 | YOUNG WIND LLC | 20705 | PGC | YOUNG WIND LLC | Wind | Young | ONCOR ELECTRIC DELIVERY COMPANY | ERCOT | 499.14 | 11/28/2022 |  | FALSE
PG210024 | ZIER SOLAR LLC | 20613 | PGC | ZIER SOLAR LLC | Solar | Kinney | LCRA TRANSMISSION SERVICES CORPORATION | ERCOT | 162.99 | 3/3/2023 |  | FALSE
1371 Records - Report Date: 4/29/2025 3:30:08 AM